## IP Camera
DIGIEVER Network Camera Compatibility List
The list is applied for DIGIEVER NVR firmware 78-2 version or later | [18 empty] | Update: Oct. 2024
● DIGIEVER NVR supports the camera feature |  | * Camera does not support the feature | [6 empty] | Blank means the feature is NOT supported or verified by DIGIEVER
ⓟ360° Panoramic |  | ⓒ NVR support camera hardware dewarp setting | [6 empty] | ⓢ NVR support camera software dewarp
◆ Camera takes more than 1CH, needed to be added via video sever method
IVA Event No.: | 1. Audio Detection | 5. Intrusion Detection |  |  |  | 9. People Counting Threshold Alarm
| 2. Advanced Motion Detection | 6. Loitering Detection |  |  |  | 10. Temperature Detection
| 3. Human Detection | 7. Foreign Object Detection |  |  |  | 11. Camera Tampering Detection
| 4. Cross Line Detection | 8. Missing Object Detection |  |  |  | 12. Object Status Change
Supported in the NVR latest version
Copyright ® DIGIEVER Corporation All Rights Reserved |  | * Please contact DIGIEVRE sales for updated information
Brand | Camera Model |  | Compression Format |  |  |  | Zoom Control |  |  | Basic Function |  |  | Advanced Function |  |  |  |  | Remark
|  |  | MJPEG | MPEG -4 | H.264 | H.265 | Pan/ Tilt | Optical Zoom | Digital Zoom | Motion Detection | Digital Input | Audio (Besides HTTP) | Two-way Audio | Edge Record (RTSP) | Supported IVA | AI Search (Metadata) | Advanced Right-Click Menu | Camera Firmware/ Note | Not support in other platforms CMS, VD, SS
AXIS | AXIS cameras
AXIS | AXIS 211W |  | ● | ● | * | * | * | * | ● | ● |  | ● | * |  | 1 |  |  | 4.44.1
AXIS | AXIS 212 PTZ |  | ● | ● | * | * | ● | * | ● | ● |  | ● | * |  | 1
AXIS | AXIS 212 PTZ-V |  | ● | ● | * | * | ● | * | * | ● |  | * | *
AXIS | AXIS 214 PTZ |  | ● | ● | * | * | ● | ● | ● | ● |  | ● | * |  | 1
AXIS | AXIS 215 PTZ |  | ● | ● | * | * | ● | ● | ● | ● |  | ● | * |  | 1 |  |  | 4.49
AXIS | AXIS 215 PTZ-E |  | ● | ● | * | * | ● | ● | ● | ● |  | * | *
AXIS | AXIS 216FD |  | ● | ● | * | * | ● | * | ● | ● |  | ● | * |  | 1
AXIS | AXIS 216FD-V |  | ● | ● | * | * | ● | * | ● | ● |  | ● | * |  | 1
AXIS | AXIS 216MFD |  | ● | ● | * | * | ● |  | ● | ● |  | ● | * |  | 1
AXIS | AXIS 216MFD |  | ● | ● | * | * | ● | * | ● | ● |  | ● | * |  | 1
AXIS | AXIS 221 |  | ● | ● | * | * | * | * | ● | ● |  | * | *
AXIS | AXIS 225FD |  | ● | ● | * | * | * | * | ● | ● |  | * | *
AXIS | AXIS 232D |  | ● | ● | * | * | ● | ● | ● | ● |  | * | *
AXIS | AXIS 233D |  | ● | ● | * | * | ● | ● | ● | ● |  | ● | * |  | 1 |  |  | 4.48.4
AXIS | AXIS A8004-VE |  | ● | * | ● | * | * | * | ● | ● |  | ● | * |  | 1 |  |  | 5.65.1
AXIS | AXIS FA51 |  | ● | * | ● | * | * | * | ● | ● (TCP) | ● | * | * | ● |  |  |  | 10.12.182
AXIS | AXIS FA54 Main Unit | ◆ | ● | * | ● | * | * | * | ● | ● | ● | ● | ● | ● | 1 |  |  | 10.11.65 * Each channel support 1 camera D/I (total 4-ch)
AXIS | AXIS M1004-W |  | ● | * | ● | * | * | * | ● | ● |  | ● | * |  | 1
AXIS | AXIS M1011 |  | ● | ● | ● | * | * | * | ● | ● | * | * | *
AXIS | AXIS M1011-W |  | ● | ● | ● | * | * | * | ● | ● | * | * | *
AXIS | AXIS M1013 |  | ● | ● | ● | * | * | * | ● | ● | * | * | *
AXIS | AXIS M1014 |  | ● | ● | ● | * | * | * | ● | ● | * | * | *
AXIS | AXIS M1025 |  | ● | * | ● | * | * | * | ● | ● | * | * | *
AXIS | AXIS M1031-W |  | ● | ● | ● | * | * | * | ● | ● | * | ● | * |  | 1
AXIS | AXIS M1033-W |  | ● | * | ● | * | * | * | ● | ● | * | ● | * |  | 1
AXIS | AXIS M1034-W |  | ● | * | ● | * | * | * | ● | ● |  | ● | * |  | 1
AXIS | AXIS M1045-LW |  | ● | * | ● | * | * | * | ● | ● | * | * | *
AXIS | AXIS M1054 |  | ● | * | ● | * | * | * | ● | ● |  | ● | * |  | 1
AXIS | AXIS M1055-L |  | ● | * | ● | ● | * | * | ● | ● (TCP) | ● | * | * | ● |  |  |  | 11.5.64
AXIS | AXIS M1065 |  | ● | * | ● | * | * | * | ● | ● | * | ● | * |  | 1 |  |  | 6.15.4
AXIS | AXIS M1065L |  | ● | * | ● | * | * | * | ● | ● | * | ● | * |  | 1 |  |  | 6.15.4
AXIS | AXIS M1065-L |  | ● | * | ● | * | * | * | ● | ● | * | ● | * |  | 1
AXIS | AXIS M1065LW |  | ● | * | ● | * | * | * | ● | ● | * | ● | * |  | 1 |  |  | 6.15.4
AXIS | AXIS M1065-LW |  | ● | * | ● | * | * | * | ● | ● | * | ● | * |  | 1
AXIS | AXIS M1075-L |  | ● | * | ● | ● | * | * | ● | ● (TCP) | ● | ● | ● | ● | 1 |  |  | 11.2.53
AXIS | AXIS M1103 |  | ● | * | ● | * | * | * | ● | ● |  | * | * |  |  |  |  | 5.09.1
AXIS | AXIS M1104 |  | ● | * | ● | * | * | * | ● | ● |  | * | *
AXIS | AXIS M1113 |  | ● | * | ● | * | * | * | ● | ● |  | * | *
AXIS | AXIS M1113-E |  | ● | * | ● | * | * | * | ● | ● |  | * | *
AXIS | AXIS M1114 |  | ● | * | ● | * | * | * | ● | ● |  | * | *
AXIS | AXIS M1114-E |  | ● | * | ● | * | * | * | ● | ● |  | ● | * |  | 1
AXIS | AXIS M1124 |  | ● | * | ● | * | * | * | ● | ● |  | * | * |  |  |  |  | 6.35.2
AXIS | AXIS M1124-E |  | ● | * | ● | * | * | * | ● | ● |  | * | * |  |  |  |  | 6.35.2
AXIS | AXIS M1125 |  | ● | * | ● | * | * | * | ● | ● | ● | * | * |  | 1 |  |  | 8.15.1 *Support Digital auto tracking
AXIS | AXIS M1125-E |  | ● | * | ● | * | * | * | ● | ● |  | * | * |  |  |  |  | 5.75.3
AXIS | AXIS M1134 |  | ● | * | ● | ● | * | * | ● | ● | ● | ● | * |  | 1 |  |  | 9.50.1
AXIS | AXIS M1135 |  | ● | * | ● | ● | * | * | ● | ● (TCP) | ● | ● | * |  | 1 |  |  | 10.0.2 *Support motion detection TCP mode after camera FW(8.0.0)
AXIS | AXIS M1135 MkII |  | ● | * | ● | * | * | * | ● | ● (TCP) | ● | ● | ● | ● | 1 |  |  | 10.12.182
AXIS | AXIS M1137-E Mk II |  | ● | * | ● | ● | * | * | ● | ● (TCP) | ● | ● | ● | ● | 1, 12 |  |  | 10.12.127
AXIS | AXIS M1143-L |  | ● | * | ● | * | * | ● | ● | ● |  | * | *
AXIS | AXIS M1144-L |  | ● | * | ● | * | * | * | ● | ● |  | * | *
AXIS | AXIS M1145 |  | ● | * | ● | * | * | * | ● | ● |  | * | * |  |  |  |  | 5.90.1
AXIS | AXIS M1145-L |  | ● | * | ● | * | * | * | ● | ● |  | * | * |  |  |  |  | 5.90.1
AXIS | AXIS M2014-E |  | ● | * | ● | * | * | * | ● | ● | * | * | *
AXIS | AXIS M2025-LE |  | ● | * | ● | * | * | * | ● | ● (TCP) | * | * | * |  |  |  |  | 9.80.1.2 *Support motion detection TCP mode after camera FW(8.0.0)
AXIS | AXIS M2026-LE |  | ● | * | ● | * | * | * | ● | ● | * | * | *
AXIS | AXIS M2026-LE Mk II |  | ● | * | ● | ● | * | * | ● | ● | * | * | * |  |  |  |  | 7.30.1.1
AXIS | AXIS M2035 |  | ● | * | ● | ● | * | * | ● | ● | * | * | * |  |  |  |  | 10.10.62
AXIS | AXIS M2035-LE |  | ● | * | ● | ● | * | * | ● | ● | * | * | * |  |  |  |  | 10.10.62
AXIS | AXIS M2036-LE |  | ● | * | ● | ● | * | * | ● | ● (TCP) | * | * | * |  |  |  |  | 10.11.65
AXIS | AXIS M3004-V |  | ● | * | ● | * | * | * | ● | ● |  | * | *
AXIS | AXIS M3005-V |  | ● | * | ● | * | * | * | ● | ● |  | * | *
AXIS | AXIS M3006-P |  | ● | * | ● | * | * | * | ● | ● |  | * | * |  |  |  |  | 5.40.5.7
AXIS | AXIS M3006-V |  | ● | * | ● | * | * | * | ● | ● |  | * | * |  |  |  |  | 5.40.5.7
AXIS | AXIS M3007 | ⓟⓒ | ● | * | ● | * | * | * | ● | ● |  | * | * |  |  |  |  | 5.70.1
AXIS | AXIS M3007-P | ⓟⓒⓢ | ● | * | ● | * | * | * | ● | ● |  | * | * |  |  |  |  | 5.70.1
AXIS | AXIS M3007-PV | ⓟⓒⓢ | ● | * | ● | * | * | * | ● | ● |  | * | * |  |  |  |  | 5.70.1
AXIS | AXIS M3011 |  | ● | * | ● | * | * | * | ● | ● |  | * | *
AXIS | AXIS M3014 |  | ● | * | ● | * | * | * | ● | ● |  | * | *
AXIS | AXIS M3015 |  | ● | * | ● | ● | * | * | ● | ● | * | * | * |  |  |  |  | 9.80.2
AXIS | AXIS M3016 |  | ● | * | ● | ● | * | * | ● | ● | * | * | * |  |  |  |  | 9.80.2.4
AXIS | AXIS M3024 |  | ● | * | ● | * | * | * | ● | ● |  | * | *
AXIS | AXIS M3024-LVE |  | ● | * | ● | * | * | * | ● | ● |  | * | *
AXIS | AXIS M3025-VE |  | ● | * | ● | * | * | * | ● | ● |  | * | *
AXIS | AXIS M3026-VE |  | ● | * | ● | * | * | * | ● | ● |  | * | *
AXIS | AXIS M3027-PVE | ⓟⓒⓢ | ● | * | ● | * | * | * | ● | ● (TCP) |  | * | * |  |  |  |  | 5.55.1.2 *Support motion detection TCP mode after camera FW(8.0.0)
AXIS | AXIS M3037-PVE | ⓟⓒⓢ | ● | * | ● | * | * | * | ● | ● |  | ● | ● |  | 1 |  |  | 6.55.1
AXIS | AXIS M3044-V |  | ● | * | ● | * | * | * | ● | ● | * | * | * |  |  |  |  | 6.15.1
AXIS | AXIS M3044-WV |  | ● | * | ● | * | * | * | ● | ● | * | * | *
AXIS | AXIS M3045-V |  | ● | * | ● | * | * | * | ● | ● | * | * | *
AXIS | AXIS M3045-WV |  | ● | * | ● | * | * | * | ● | ● | * | * | *
AXIS | AXIS M3046-V |  | ● | * | ● | * | * | * | ● | ● | * | * | *
AXIS | AXIS M3047-P | ⓟⓒⓢ | ● | * | ● | * | * | * | ● | ● (TCP) | * | * | * |  |  |  |  | 8.40.3 *Support motion detection TCP mode after camera FW(8.0.0)
AXIS | AXIS M3048-P | ⓟⓒⓢ | ● | * | ● | * | * | * | ● | ● | * | ● | * |  | 1 |  |  | 7.15.2.1
AXIS | AXIS M3057-PLVE | ⓟⓒⓢ | ● | * | ● | * | ● | ● | ● | ● (TCP) | * | * | * |  |  |  |  | 7.45.1.1 *Support motion detection TCP mode after camera FW(8.0.0)
AXIS | AXIS M3058-PLVE | ⓟⓢ | ● | * | ● | * | * | * | ● | ● | * | * | * |  |  |  |  | 9.80.1.2
AXIS | AXIS M3064-V |  | ● | * | ● | ● | * | * | ● | ● (TCP) | * | * | * |  |  |  |  | 9.80.2.3 *Support motion detection TCP mode after camera FW(8.0.0)
AXIS | AXIS M3065-V |  | ● | * | ● | ● | * | * | ● | ● (TCP) | * | * | * |  |  |  |  | 9.50.1 *Support motion detection TCP mode after camera FW(8.0.0)
AXIS | AXIS M3066-V |  | ● | * | ● | ● | * | * | ● | ● (TCP) | * | * | * |  |  |  |  | 9.60.1 *Support motion detection TCP mode after camera FW(8.0.0)
AXIS | AXIS M3067-P | ⓟⓒⓢ | ● | * | ● | ● | * | * | ● | ● (TCP) | * | * | * |  |  |  |  | 9.80.1 *Support motion detection TCP mode after camera FW(8.0.0)
AXIS | AXIS M3068-P | ⓟⓒⓢ | ● | * | ● | ● | * | * | ● | ● | * | * | * |  |  |  |  | 9.80.1
AXIS | AXIS M3075-V |  | ● | * | ● | ● | * | * | ● | ● | * | ● | * |  | 1 |  |  | 10.0.2
AXIS | AXIS M3085-V |  | ● | * | ● | ● | * | * | ● | ● (TCP) | * | * | * | ● |  |  |  | 10.12.114
AXIS | AXIS M3086-V |  | ● | * | ● | ● | * | * | ● | ● (TCP) | * | * | * | ● |  |  |  | 11.5.64
AXIS | AXIS M3086-V mic |  | ● | * | ● | ● | * | * | ● | ● (TCP) | ●X3 | ● | ● | ● | 1, 12 |  |  | 11.10.83
AXIS | AXIS M3088-V |  | ● | * | ● | ● | * | * | ● | ● (TCP) | * | * | * | ● |  |  |  | 10.12.91
AXIS | AXIS M3104-L |  | ● | * | ● | * | * | * | ● | ● | * | * | *
AXIS | AXIS M3104-LVE |  | ● | * | ● | * | * | * | ● | ● | * | * | * |  |  |  |  | 6.15.2
AXIS | AXIS M3105-L |  | ● | * | ● | * | ● | ● | ● | ● | * | * | *
AXIS | AXIS M3105-LVE |  | ● | * | ● | * | ● | ● | ● | ● | * | * | * |  |  |  |  | 6.15.2
AXIS | AXIS M3106-L |  | ● | * | ● | * | * | * | ● | ● | * | * | *
AXIS | AXIS M3106-L Mk II |  | ● | * | ● | ● | * | * | ● | ● | * | * | * |  |  |  |  | 7.30.1.1
AXIS | AXIS M3106-LVE |  | ● | * | ● | * | * | * | ● | ● | * | * | *
AXIS | AXIS M3106-LVE Mk II |  | ● | * | ● | ● | * | * | ● | ● | * | * | * |  |  |  |  | 8.40.1
AXIS | AXIS M3113-R |  | ● | * | ● | * | * | * | ● | ● |  | * | *
AXIS | AXIS M3113-VE |  | ● | * | ● | * | * | * | ● | ● |  | * | *
AXIS | AXIS M3114-R |  | ● | * | ● | * | * | * | ● | ● (TCP) |  | * | * |  |  |  |  | *Support motion detection TCP mode after camera FW(8.0.0)
AXIS | AXIS M3114-VE |  | ● | * | ● | * | * | * | ● | ● (TCP) |  | * | * |  |  |  |  | *Support motion detection TCP mode after camera FW(8.0.0)
AXIS | AXIS M3115-LVE |  | ● | * | ● | ● | * | * | ● | ● (TCP) | * | * | * |  |  |  |  | 9.70.1.5 *Support motion detection TCP mode after camera FW(8.0.0)
AXIS | AXIS M3116-LVE |  | ● | * | ● | ● | * | * | ● | ● | * | * | * |  |  |  |  | 9.70.1.5
AXIS | AXIS M3203 |  | ● | * | ● | * | * | * | ● | ● |  | ● | * |  | 1
AXIS | AXIS M3203-V |  | ● | * | ● | * | * | * | ● | ● |  | ● | * |  | 1
AXIS | AXIS M3204 |  | ● | * | ● | * | * | * | ● | ● |  | ● | * |  | 1
AXIS | AXIS M3204-V |  | ● | * | ● | * | * | * | ● | ● |  | ● | * |  | 1
AXIS | AXIS M3205-LVE |  | ● | * | ● | ● | * | * | ● | ● | ● | * | * |  |  |  |  | 9.50.1
AXIS | AXIS M3077-PLVE | ⓟⓒⓢ | ● | * | ● | ● | * | * | ● | ● | ● | ● |  |  | 1 |  |  | 10.3.3
AXIS | AXIS M3215-LVE |  | ● | * | ● | ● | * | * | ● | ● (TCP) | ● | ● | ● | ● | 1 |  | Trigger DO X 1 | 11.8.61
| AXIS M3216-LVE |  | ● | * | ● | ● | * | * | ● | ● (TCP) | ● | ● | ● | ● | 1 |  | Trigger DO X 1 | 11.8.61
AXIS | AXIS M3225 |  | ● | * | ● | * | * | * | ● | ● (TCP) | * | * | * |  | 7, 8, 11, 12 |  |  | 9.80.1.2 *Support motion detection TCP mode after camera FW(8.0.0)
AXIS | AXIS M4206-LV |  | ● | * | ● | ● | * | * | ● | ● | * | * | *
AXIS | AXIS M4215-LV |  | ● | * | ● | ● | * | ● | ● | ● (TCP) | * | ● | ● | ● | 1 |  | IR Lamp | 11.8.61
AXIS | AXIS M4216-LV |  | ● | * | ● | ● | * | ● | ● | ● (TCP) | * | ● | * | ● | 12
AXIS | AXIS M4218-LV |  | ● | * | ● | ● | * | ● | ● | ● (TCP) | * | ● | ● | ● | 1 |  | IR Lamp | 11.8.61
AXIS | AXIS M4317-PLVE | ⓟⓒⓢ | ● | * | ● | ● | * | * | ● | ● (TCP) | ●X1 | * | * | ● | 12 |  |  | 11.11.73
AXIS | AXIS M4327-P | ⓟⓒⓢ | ● | * | ● | ● | * | * | ● | ● (TCP) | * | * | * | ● |  | ● |  | 11.5.64
AXIS | AXIS M4308-PLE | ⓟⓒⓢ | ● | * | ● | ● | * | * | ● | ● (TCP) | ● | ● | ● | ● | 12 |  |  | 11.5.75
AXIS | AXIS M4328-P | ⓟⓒⓢ | ● | * | ● | ● | * | * | ● | ● (TCP) | * | * | * | ● |  |  |  | 11.5.64
AXIS | AXIS M5013 |  | ● | * | ● | * | ● | ● | ● | ● |  | ● | * |  | 1
AXIS | AXIS M5013-V |  | ● | * | ● | * | ● | ● | ● | ● | * | * | *
AXIS | AXIS M5014 |  | ● | * | ● | * | ● | ● | ● | ● |  | ● | * |  | 1 |  |  | 5.40.11
AXIS | AXIS M5014-V |  | ● | * | ● | * | ● | ● | ● | ● | * | * | *
AXIS | AXIS M5054 |  | ● | * | ● | * | ● | ● | ● | ● | ● | ● | * |  | 1 |  |  | 6.53.1.1
AXIS | AXIS M5065 |  | ● | * | ● | * | ● | ● | ● | ● | ● | ● | * |  | 1 |  |  | 6.53.4.1
AXIS | AXIS M5074 |  | ● | * | ● | ● | ● | ● | ● | ● (TCP) | * | ● | * | ● | 1 |  |  | 10.12.91
AXIS | AXIS M5075 |  | ● | * | ● | ● | ● | ● | ● | ● | * | ● | * | ● | 1 |  |  | 10.12.59
AXIS | AXIS M5075-G |  | ● | * | ● | ● | ● | ● | ● | ● (TCP) | ● | ● | * | ● | 1 |  |  | 10.12.114
AXIS | AXIS M5525-E |  | ● | * | ● | * | ● | ● | ● | ● | ● | ● | ● |  | 1
AXIS | AXIS M5526-E |  | ● | * | ● | ● | ● | ● | ● | ● (TCP) | ● | ● | ● | ● | 1, 12 |  |  | 11.9.60
AXIS | AXIS P1204 |  | ● | * | ● | * | * | * | ● | ● |  | * | *
AXIS | AXIS P1214 |  | ● | * | ● | * | * | * | ● | ● |  | ● | * |  | 1
AXIS | AXIS P1214-E |  | ● | * | ● | * | * | * | ● | ● | * | * | *
AXIS | AXIS P1224-E |  | ● | * | ● | * | * | * | ● | ● | * | * | *
AXIS | AXIS P1245 |  | ● | * | ● | * | * | * | * | ● | * | * | * |  |  |  |  | 9.80.2.4
AXIS | AXIS P1265 |  | ● | * | ● | * | * | * | ● | ● | * | * | * |  | 7, 8, 11, 12 |  |  | 9.80.2.4
AXIS | AXIS P1275 |  | ● | * | ● | * | * | * | ● | ● | * | * | * |  |  |  |  | 9.80.2.4
AXIS | AXIS P1343 |  | ● | * | ● | * | * | * | ● | ● |  | ● | * |  | 1
AXIS | AXIS P1343-E |  | ● | * | ● | * | * | * | ● | ● |  | ● | * |  | 1
AXIS | AXIS P1344 |  | ● | * | ● | * | * | * | ● | ● |  | ● | * |  | 1
AXIS | AXIS P1344-E |  | ● | * | ● | * | * | * | ● | ● |  | ● | * |  | 1
AXIS | AXIS P1346 |  | ● | * | ● | * | * | * | ● | ● |  | ● | * |  | 1 |  |  | 5.22
AXIS | AXIS P1346-E |  | ● | * | ● | * | * | * | ● | ● |  | ● | * |  | 1 |  |  | 5.22
AXIS | AXIS P1347 |  | ● | * | ● | * | * | * | ● | ● |  | ● | * |  | 1
AXIS | AXIS P1347-E |  | ● | * | ● | * | * | * | ● | ● |  | ● | * |  | 1
AXIS | AXIS P1353 |  | ● | * | ● | * | * | * | ● | ● |  | ● | * |  | 1
AXIS | AXIS P1353-E |  | ● | * | ● | * | * | * | ● | ● | * | ● | * |  | 1
AXIS | AXIS P1354 |  | ● | * | ● | * | * | * | ● | ● |  | ● | * |  | 1 |  |  | 5.60.1.4
AXIS | AXIS P1354-E |  | ● | * | ● | * | * | * | ● | ● | * | ● | * |  | 1
AXIS | AXIS P1355 |  | ● | * | ● | * | * | * | ● | ● |  | ● | * |  | 1
AXIS | AXIS P1355-E |  | ● | * | ● | * | * | * | ● | ● | * | ● | * |  | 1
AXIS | AXIS P1357 |  | ● | * | ● | * | * | * | ● | ● | * | ● | * |  | 1
AXIS | AXIS P1357-E |  | ● | * | ● | * | * | * | ● | ● | * | ● | * |  | 1
AXIS | AXIS P1364 |  | ● | * | ● | * | * | * | ● | ● |  | * | *
AXIS | AXIS P1364-E |  | ● | * | ● | * | * | * | ● | ● |  | ● | ● |  | 1
AXIS | AXIS P1365 |  | ● | * | ● | * | * | * | ● | ● |  | ● | * |  | 1 |  |  | 5.75.3.1
AXIS | AXIS P1365-E |  | ● | * | ● | * | * | * | ● | ● |  | ● | * |  | 1 |  |  | 5.75.3.1
AXIS | AXIS P1368-E |  | ● | * | ● | * | * | * | ● | ● | ● | ● | * |  | 1
AXIS | AXIS P1375 |  | ● | * | ● | ● | * | * | ● | ● | ● | ● | ● |  | 1 |  |  | 9.50.1
AXIS | AXIS P1375-E |  | ● | * | ● | ● | * | * | ● | ● | ● | ● | ● |  | 1 |  |  | 9.80.1.1
AXIS | AXIS P1377 |  | ● | * | ● | ● | * | * | ● | ● | ● | ● | ● |  | 2, 4, 6, 7, 8, 11, 12 |  |  | 9.80.2.4
AXIS | AXIS P1378 |  | ● | * | ● | ● | * | * | ● | ● | * | ● | ● |  | 1
AXIS | AXIS P1385-E |  | ● | * | ● | ● | * | * | ● | ● (TCP) | ●X2 | ● | ● | ● | 1, 12 |  |  | 11.10.55
AXIS | AXIS P1405-LE |  | ● | * | ● | * | ● | ● | ● | ● | * | * | * |  |  |  |  | 5.55.3.3
AXIS | AXIS P1425-E |  | ● | * | ● | * | * | * | ● | ● |  | ● | * |  | 1 |  |  | 5.55.3.3
AXIS | AXIS P1425-LE |  | ● | * | ● | * | * | * | ● | ● |  | ● | * |  | 1 |  |  | 5.55.3.3
AXIS | AXIS P1427-E |  | ● | * | ● | * | * | * | ● | ● |  | * | * |  |  |  |  | 5.55.3.3
AXIS | AXIS P1427-LE |  | ● | * | ● | * | * | * | ● | ● |  | ● | * |  | 1 |  |  | 5.55.3.3
AXIS | AXIS P1428-E |  |  | * | ● | * | * | * | ● | ● |  | * | * |  |  |  |  | 5.55.5.1
AXIS | AXIS P1435-E |  | ● | * | ● | * | * | * | ● | ● (TCP) |  | * | * |  |  |  |  | *Support motion detection TCP mode after camera FW(8.0.0)
AXIS | AXIS P1435-LE |  | ● | * | ● | * | * | * | ● | ● (TCP) |  | * | * |  |  |  |  | *Support motion detection TCP mode after camera FW(8.0.0)
AXIS | AXIS P1445-LE |  | ● | * | ● | * | * | * | ● | ● | ● | ● | * |  | 1 |  |  | 9.30.1 Up to 50/60 fps (50/60 Hz) in HDTV 1080p
AXIS | AXIS P1447-LE |  | ● | * | ● | * | * | ● | ● | ● | ● | ● | * |  | 1 |  |  | 9.80.2.4
AXIS | AXIS P1448-LE |  | ● | * | ● | * | * | ● | ● | ● | ● | ● | * |  | 1 |  |  | 7.35.2.3
AXIS | AXIS P1455-LE |  | ● | * | ● | ● | * | ● | ● | ● | ● | ● | ● | ● | 1 | ● |  | 11.10.56
AXIS | AXIS P1465-LE |  | ● | * | ● | ● | * | ● | ● | ● (TCP) | ● | ● | ● | ● | 1,12
AXIS | AXIS P1467-LE |  | ● | * | ● | ● | * | ● | ● | ● (TCP) | ● | ● | ● | ● | 1, 12 |  |  | 11.5.64
AXIS | AXIS P1468-LE |  | ● | * | ● | ● | * | ● | ● | ● (TCP) | ● | ● | ● | ● | 1, 12 |  |  | 10.12.199
AXIS | AXIS P1468-XLE |  | ● | * | ● | ● | * | ● | ● | ● (TCP) | ●X1 | ● | ● | ● | 1, 12 |  |  | 11.10.61
AXIS | AXIS P3214-V |  | ● | * | ● | * | * | * | ● | ● (TCP) |  | ● | * |  | 1 |  |  | 5.55.3.3 *Support motion detection TCP mode after camera FW(8.0.0)
AXIS | AXIS P3214-VE |  | ● | * | ● | * | * | * | ● | ● (TCP) |  | ● | * |  | 1 |  |  | 5.55.3.3 *Support motion detection TCP mode after camera FW(8.0.0)
AXIS | AXIS P3215-V |  | ● | * | ● | * | * | * | ● | ● |  | ● | * |  | 1 |  |  | 5.55.3.3
AXIS | AXIS P3215-VE |  | ● | * | ● | * | * | * | ● | ● |  | ● | * |  | 1 |  |  | 5.55.3.3
AXIS | AXIS P3224-LV |  | ● | * | ● | * | ● | ● | ● | ● | * | * | * |  |  |  |  | 6.10.1.1
AXIS | AXIS P3224-LV Mk II |  | ● | * | ● | * | * | * | ● | ● | * | * | * |  |  |  |  | 9.10.1 Up to 50/60 fps (50/60 Hz) in HDTV 720p
AXIS | AXIS P3224-V |  | ● | * | ● | * | ● | ● | ● | ● | * | * | * |  |  |  |  | 6.10.1.1
AXIS | AXIS P3224-VE |  | ● | * | ● | * | ● | ● | ● | ● | * | * | * |  |  |  |  | 6.10.1.1
AXIS | AXIS P3225-LV |  | ● | * | ● | * | ● | ● | ● | ● | * | * | * |  |  |  |  | 6.10.1.1
AXIS | AXIS P3225-LVE |  | ● | * | ● | * | * | * | ● | ● |  | * | * |  |  |  |  | 5.75.3
AXIS | AXIS P3225-VE |  | ● | * | ● | * | * | * | ● | ● | * | * | *
AXIS | AXIS P3227-LV |  | ● | * | ● | * | * | * | ● | ● | * | ● | * |  | 1 |  |  | 7.15.1.1
AXIS | AXIS P3228-LV |  | ● | * | ● | * | * | ● | ● | ● |  |  | * |  |  |  |  | 8.20.1.1
AXIS | AXIS P3228-LVE |  | ● | * | ● | * | * | ● | ● | ● |  |  | * |  |  |  |  | 8.20.1.1
AXIS | AXIS P3245-LV |  | ● | * | ● | ● | * | ● | ● | ● (TCP) | ● | ● | ● |  | 1 |  |  | 9.40.1.3 *Support motion detection TCP mode after camera FW(8.0.0)
AXIS | AXIS P3245-V |  | ● | * | ● | ● | * | ● | ● | ● (TCP) | * | * | * |  |  |  |  | 9.60.1 *Support motion detection TCP mode after camera FW(8.0.0)
AXIS | AXIS P3247-LVE |  | ● | * | ● | ● | * | ● | ● | ● | ● | ● | ● |  | 7, 8, 11, 12 |  |  | 10.3.0.3
AXIS | AXIS P3248-LVE |  | ● | * | ● | ● | * | ● | ● | ● | ● | ● | ● |  | 1 |  |  | 9.80.1.1
AXIS | AXIS P3255-LVE |  | ● | * | ● | ● | * | ● | ● | ● | ● | ● | ● |  | 1 |  | * | 10.4.5
AXIS | AXIS P3265-LV |  | * | * | ● | ● | * | * | ● | ● | ● | ● | ● | ● | 1 | ● | * | 10.8.1
AXIS | AXIS P3265-V |  | ● | * | ● | ● | * | * | ● | ● (TCP) | ● | ● | ● | ● | 1 |  |  | 10.12.122
AXIS | AXIS P3267-LVE Mic |  | ● | * | ● | ● | * | ● | ● | ● (TCP) | ● | ● | ● | ● | 1, 12 |  |  | 11.8.61
AXIS | AXIS P3268-LVE |  | ● | * | ● | ● | * | ● | ● | ● (TCP) | ● | ● | ● | ● | 1, 12 |  |  | 11.6.94
AXIS | AXIS P3301 |  | ● | * | ● | * | * | * | ● | ● |  | ● | * |  | 1
AXIS | AXIS P3301-V |  | ● | * | ● | * | * | * | ● | ● |  | ● | * |  | 1
AXIS | AXIS P3304 |  | ● | * | ● | * | * | * | ● | ● |  | ● |  |  | 1
AXIS | AXIS P3304-V |  | ● | * | ● | * | * | * | ● | ● |  | ● | * |  | 1
AXIS | AXIS P3343 |  | ● | * | ● | * | * | * | ● | ● |  | ● | * |  | 1
AXIS | AXIS P3343-V |  | ● | * | ● | * | * | * | ● | ● |  | ● | * |  | 1
AXIS | AXIS P3343-VE |  | ● | * | ● | * | * | * | ● | ● |  | ● | * |  | 1
AXIS | AXIS P3344 |  | ● | * | ● | * | * | * | ● | ● |  | ● | * |  | 1 |  |  | 5.40.9.5
AXIS | AXIS P3344-V |  | ● | * | ● | * | * | * | ● | ● |  | ● | * |  | 1 |  |  | 5.40.9.5
AXIS | AXIS P3344-VE |  | ● | * | ● | * | * | * | ● | ● |  | ● | * |  | 1 |  |  | 5.40.9.5
AXIS | AXIS P3346 |  | ● | * | ● | * | * | * | ● | ● |  | ● | * |  | 1
AXIS | AXIS P3346-V |  | ● | * | ● | * | * | * | ● | ● |  | ● | * |  | 1
AXIS | AXIS P3346-VE |  | ● | * | ● | * | * | * | ● | ● |  | ● | * |  | 1
AXIS | AXIS P3353 |  | ● | * | ● | * | * | * | ● | ● | * | * | *
AXIS | AXIS P3354 |  | ● | * | ● | * | * | * | ● | ● | * | * | *
AXIS | AXIS P3363-V |  | ● | * | ● | * | * | * | ● | ● |  | ● | * |  | 1
AXIS | AXIS P3363-VE |  | ● | * | ● | * | * | * | ● | ● |  | ● | * |  | 1
AXIS | AXIS P3364-L |  | ● | * | ● | * | * | * | ● | ● |  | ● | * |  | 1
AXIS | AXIS P3364-LV |  | ● | * | ● | * | * | * | ● | ● | * |  | *
AXIS | AXIS P3364-LVE |  | ● | * | ● | * | * | * | ● | ● | * |  | *
AXIS | AXIS P3364-V |  | ● | * | ● | * | * | * | ● | ● |  | ● | * |  | 1
AXIS | AXIS P3364-VE |  | ● | * | ● | * | * | * | ● | ● |  | ● | * |  | 1
AXIS | AXIS P3365-V |  | ● | * | ● | * | * | * | ● | ● |  | ● | * |  | 1 |  |  | 5.55.3.2
AXIS | AXIS P3365-VE |  | ● | * | ● | * | * | * | ● | ● |  | ● | * |  | 1 |  |  | 5.80.1.1
AXIS | AXIS P3367 |  | ● | * | ● | * | * | * | ● | ● |  | ● | * |  | 1
AXIS | AXIS P3367-V |  | ● | * | ● | * | * | * | ● | ● |  | ● | * |  | 1
AXIS | AXIS P3367-VE |  | ● | * | ● | * | * | * | ● | ● |  | ● | * |  | 1
AXIS | AXIS P3374-LV |  | ● |  | ● |  |  | ● | ● | ● | ● | ● | ● |  | 1 |  |  | 8.50.1
AXIS | AXIS P3374-V |  | ● |  | ● | * | * | * | ● | ● | ● | ● | ● |  | 1
AXIS | AXIS P3375-LV |  | ● | * | ● | * | * | * | ● | ● | ● | ● | ● |  | 1 |  |  | 9.80.2.4
AXIS | AXIS P3375-LVE |  | ● | * | ● | * | * | * | ● | ● | ● | ● | ● |  | 1 |  |  | 9.80.2.4
AXIS | AXIS P3375-V |  | ● | * | ● | * | * | * | ● | ● | ● | ● | ● |  | 1 |  |  | 9.80.2.4
AXIS | AXIS P3375-VE |  | ● | * | ● | * | * | * | ● | ● | ● | ● | ● |  | 1 |  |  | 9.80.2.4
AXIS | AXIS P3384-V |  | ● | * | ● | * | * | * | ● | ● |  | ● | * |  | 1
AXIS | AXIS P3384-VE |  | ● | * | ● | * | * | * | ● | ● |  | ● | * |  | 1
AXIS | AXIS P3707-PE | ◆ | ● | * | ● | * | * | * | ● | ● | * | * | * |  |  |  |  | 5.95.1.1
AXIS | AXIS P3715-PLVE | ◆ | ● | * | ● | * | * | ● | ● | ● | * | * | * |  |  |  |  | 10.1.0
AXIS | AXIS P3717-PLE | ◆ | ● | * | ● | * | * | ● | ● | ● | * | * | * |  |  |  |  | 10.0.2
AXIS | AXIS P3807-PVE |  | ● | * | ● | * | * | * | ● | ● | * | * | * |  |  |  |  | 9.50.1
AXIS | AXIS P3818-PVE |  | ● | * | ● | ● | * | * | ● | ● (TCP) | ● | ● | ● | ● | 1 |  |  | 11.8.61
AXIS | AXIS P3905-R |  | ● | * | ● | * | * | * | ● | ● | * | * | * |  |  |  |  | 2.80.1.2
AXIS | AXIS P3905-RE |  | ● | * | ● | * | * | * | ● | ● | * | * | * |  |  |  |  | 2.80.1.2
AXIS | AXIS P3915 |  | ● | * | ● | * | * | * | ● | ● |  | ● | * |  | 1 |  |  | 5.55.3
AXIS | AXIS P3915-R Mk II |  | ● | * | ● | * | * | * | ● | ● | ● | ● | * |  | 1 |  |  | 8.40.2.1
AXIS | AXIS P3925-LRE |  | ● | * | ● | ● | * | * | ● | ● (TCP) | * | * | * | ● |  |  |  | 11.5.64
AXIS | AXIS P3925-R |  | ● | * | ● | ● | * | * | ● | ● (TCP) | * | * | * | ● | 1 |  |  | 10.12.182
AXIS | AXIS P3935-LR |  | ● | * | ● | ● | * | * | ● | ● | ● | ● | * |  | 1 |  |  | 9.80.1
AXIS | AXIS P5414 |  | ● | * | ● | * | ● | ● | ● | ● | * |  | *
AXIS | AXIS P5414-E |  | ● | * | ● | * | ● | ● | ● | ● |  | ● | ● |  | 1 |  |  | 5.55.1.5
AXIS | AXIS P5415-E |  | ● | * | ● | * | ● | ● | ● | ● | * | ● | ● |  | 1
AXIS | AXIS P5512 |  | ● | * | ● | * | ● | ● | ● | ● |  | * | *
AXIS | AXIS P5512-E |  | ● | * | ● | * | ● | ● | ● | ● |  | * | *
AXIS | AXIS P5514 |  | ● | * | ● | * | ● | ● | ● | ● |  | ● | * |  | 1 |  |  | 6.20.1.1
AXIS | AXIS P5514-E |  | ● | * | ● | * | ● | ● | ● | ● |  | ● | * |  | 1 |  |  | 6.20.1.1
AXIS | AXIS P5515 |  | ● | * | ● | * | ● | ● | ● | ● |  | ● | * |  | 1 |  |  | 5.85.1
AXIS | AXIS P5515-E |  | ● | * | ● | * | ● | ● | ● | ● |  | * | * |  |  |  |  | 6.40.1.1
AXIS | AXIS P5522 |  | ● | * | ● | * | ● | ● | ● | ● |  | ● | * |  | 1
AXIS | AXIS P5522-E |  | ● | * | ● | * | ● | ● | ● | ● |  | * | *
AXIS | AXIS P5532 |  | ● | * | ● | * | ● | ● | ● | ● |  | ● | * |  | 1
AXIS | AXIS P5532-E |  | ● | * | ● | * | ● | ● | ● | ● |  | * | *
AXIS | AXIS P5534 |  | ● | * | ● | * | ● | ● | ● | ● |  | ● | * |  | 1
AXIS | AXIS P5534-E |  | ● | * | ● | * | ● | ● | ● | ● |  | * | *
AXIS | AXIS P5544 |  | ● | * | ● | * | ● | ● | ● | ● |  | * | *
AXIS | AXIS P5624-E |  | ● | * | ● | * | * | * | ● | ● | ● | * | *
AXIS | AXIS P5635-E |  | ● | * | ● | * | ● | ● | ● | ● |  | ● | * |  | 1
AXIS | AXIS P5635-E MKII |  | ● | * | ● | * | ● | ● | ● | ● |  | ● | * |  | 1 |  |  | 6.35.1
AXIS | AXIS P5654-E |  | ● | * | ● | ● | ● | ● | ● | ● | * | * | * |  |  |  |  | 9.60.1.2
AXIS | AXIS P5654-E Mk II |  | ● | * | ● | ● | ● | ● | ● | ● (TCP) | * | * | * | ● | 12 |  |  | 11.5.64
AXIS | AXIS P5655-E |  | ● | * | ● | ● | ● | ● | * | ● | ● | ● | ● |  | 1 |  |  | 10.0.0
AXIS | AXIS P5676-LE |  | ● | * | ● | ● | ● | ● | ● | ● (TCP) | ● | ● | ● | ● | 1 |  |  | 11.5.64
AXIS | AXIS P8513 |  | ● | * | ● | * |  |  | ● | ● |  |  | *
AXIS | AXIS P8514 |  | ● | * | ● | * |  |  | ● | ● |  |  | *
AXIS | AXIS Q1602 |  | ● | * | ● | * | * | * | ● | ● |  | ● | * |  | 1
AXIS | AXIS Q1602-E |  | ● | * | ● | * | * | * | ● | ● |  | ● | * |  | 1
AXIS | AXIS Q1604 |  | ● | * | ● | * | * | * | ● | ● |  | ● | * |  | 1 |  |  | 5.40.3.1
AXIS | AXIS Q1604-E |  | ● | * | ● | * | * | * | ● | ● |  | ● | * |  | 1
AXIS | AXIS Q1614 |  | ● | * | ● | * | * | * | ● | ● | * | ● | * |  | 1
AXIS | AXIS Q1614-E |  | ● | * | ● | * | * | * | ● | ● | * | ● | * |  | 1
AXIS | AXIS Q1615 |  |  | * | ● | * | * | * | ● | ● |  | ● | * |  | 1 |  |  | 5.80.1.2
AXIS | AXIS Q1615 MKII |  | ● | * | ● | * | * | ● | ● | ● | * | ● | * |  | 1 |  |  | 7.40.1 (Up to 120fps depending on camera resolution)
AXIS | AXIS Q1615-E |  |  | * | ● | * | * | * | ● | ● |  | ● | * |  | 1
AXIS | AXIS Q1635 |  | ● | * | ● | * | * | * | ● | ● |  | ● | * |  | 1 |  |  | 5.80.1
AXIS | AXIS Q1635-E |  | ● | * | ● | * | * | * | ● | ● |  | ● | * |  | 1 |  |  | 5.80.1
AXIS | AXIS Q1645 |  | ● | * | ● | * | * | ● | ● | ● | ● | ● | ● |  | 7, 8, 11, 12 |  |  | 9.80.2.4
AXIS | AXIS Q1647 |  | ● | * | ● | * | * | ● | ● | ● | ● | ● | ● |  | 1 |  |  | 9.80.2.3
AXIS | AXIS Q1656 |  | ● | * | ● | ● | * | ● | ● | ● (TCP) | ● | ● | ● | ● | 1 |  |  | 10.12.182
AXIS | AXIS Q1659 |  | ● | * | ● | * | ● | ● | ● | ● | ● | ● | ● |  | 7, 8, 11, 12 |  |  | 9.80.3.3
AXIS | AXIS Q1755 |  | ● | * | ● | * | * | * | ● | ● |  | ● | * |  | 1
AXIS | AXIS Q1755-E |  | ● | * | ● | * | * | * | ● | ● |  | ● | * |  | 1
AXIS | AXIS Q1765-LE |  | ● | * | ● | * | ● | ● | ● | ● |  | ● | ● |  | 1
AXIS | AXIS Q1785-LE |  | ● | * | ● | * | * | ● | ● | ● | ● | ● | * |  | 7, 8, 11, 12 |  |  | 9.80.2.4
AXIS | AXIS Q1808-LE |  | ● | * | ● | ● | * | ● | ● | ● (TCP) | ●X2 | ● | ● | ● | 1, 12 |  |  | 11.8.74
AXIS | AXIS Q1910 |  | ● | * | ● | * | * | * | ● | ● |  | ● | * |  | 1
AXIS | AXIS Q1910-E |  | ● | * | ● | * | * | * | ● | ● | * | ● | * |  | 1
AXIS | AXIS Q1921 |  | ● | * | ● | * | * | * | ● | ● |  | ● | * |  | 1
AXIS | AXIS Q1921-E |  | ● | * | ● | * | * | * | ● | ● |  | ● | * |  | 1
AXIS | AXIS Q1922 |  | ● | * | ● | * | * | * | ● | ● |  | ● | * |  | 1
AXIS | AXIS Q1922-E |  | ● | * | ● | * | * | * | ● | ● |  | ● | * |  | 1
AXIS | AXIS Q1931-E |  | ● | * | ● | * | * | * | ● | ● | * | ● | * |  | 1
AXIS | AXIS Q1951-E |  | ● | * | ● | ● | * | * | ● | ● (TCP) | ● | ● | ● |  | 1 |  |  | 11.2.68
AXIS | AXIS Q1961-TE |  | ● | * | ● | ● | * | * | ● | ● (TCP) | ● | ● | ● | ● | 1, 4 |  |  | 11.5.75
AXIS | AXIS Q3505 |  | ● | * | ● | * | * | * | ● | ● |  | ● | * |  | 1 |  |  | 5.55.3.3
AXIS | AXIS Q3505-V |  | ● | * | ● | * | * | * | ● | ● |  | ● | * |  | 1 |  |  | 5.55.3.3
AXIS | AXIS Q3505-VE |  | ● | * | ● | * | * | * | ● | ● |  | ● | * |  | 1 |  |  | 5.55.3.3
AXIS | AXIS Q3505-VE MKII |  | ● | * | ● | * | * | ● | ● | ● |  | ● | * |  | 1 |  |  | 8.10.1 50/60fps in HDTV 1080p or 100/120fps in 720p
AXIS | AXIS Q3515-LV |  | ● | * | ● | * | * | ● | ● | ● | ● | ● | * |  | 1 |  |  | 8.40.1.1
AXIS | AXIS Q3515-LVE |  | ● | * | ● | * | * | ● | ● | ● | ● | ● | * |  | 1 |  |  | 8.40.1.1
AXIS | AXIS Q3517 |  | ● | * | ● | * | * | ● | ● | ● | ● | ● | ● |  | 1, 2, 6, 4 |  |  | 9.80.2.4
AXIS | AXIS Q3518-LVE |  | ● | * | ● | * | * | ● | ● | ● | ● | ● | ● |  | 7, 8, 11, 12 |  |  | 9.80.2.4
AXIS | AXIS Q3527-LVE |  | ● | * | ● | * | * | ● | ● | ● | ● | ● | ● |  | 1, 2, 6, 4 |  |  | 9.80.2.4
AXIS | AXIS Q3536-LVE |  | ● | * | ● | ● | * | ● | ● | ● (TCP) | ● | ● | ● | ● | 1 |  |  | 10.12.182
AXIS | AXIS Q3615-VE |  | ● | * | ● | * | * | * | ● | ● | * | * | *
AXIS | AXIS Q3617-VE |  | ● | * | ● | * | * | * | ● | ● | * | * | *
AXIS | AXIS Q3709 |  | ● | * | ● | * | ● | ● | ● | ● |  | ● | * |  | 1 |  |  | 5.75.1.1
AXIS | AXIS Q3709-PVE |  | ● | * | ● | * | ● | ● | ● | ● |  | ● | * |  | 1 |  |  | 5.75.1.1
AXIS | AXIS Q6000 |  | ● | * | ● | * | ● | ● | ● | * | * | * | * |  |  |  |  | 5.65.1
AXIS | AXIS Q6000 Mk II |  | ● | * | ● | * | ● | ● | ● | ● | * | * | *
AXIS | AXIS Q6000-E | ◆ | ● | * | ● | * | ● | ● | ● | * | * | * | * |  |  |  |  | 5.65.1
AXIS | AXIS Q6000-E Mk II | ◆ | ● | * | ● | * | ● | ● | ● | ● | * | * | *
AXIS | AXIS Q6032 |  | ● | * | ● | * | ● | ● | ● | ● |  | ● | * |  | 1
AXIS | AXIS Q6032-C |  | ● | * | ● | * | ● | ● | ● | ● | * | * | *
AXIS | AXIS Q6032-E |  | ● | * | ● | * | ● | ● | ● | ● |  | * | *
AXIS | AXIS Q6034 |  | ● | * | ● | * | ● | ● | ● | ● |  | ● | * |  | 1
AXIS | AXIS Q6034-C |  | ● | * | ● | * | ● | ● | ● | ● | * | * | *
AXIS | AXIS Q6034-E |  | ● | * | ● | * | ● | ● | ● | ● |  | * | *
AXIS | AXIS Q6035 |  | ● | * | ● | * | ● | ● | ● | ● |  | ● | * |  | 1 |  |  | 5.41.1.1
AXIS | AXIS Q6035-C |  | ● | * | ● | * | ● | ● | ● | ● | * | * | *
AXIS | AXIS Q6035-E |  | ● | * | ● | * | ● | ● | ● | ● |  | ● | * |  | 1 |  |  | 5.41.1.7
AXIS | AXIS Q6042 |  | ● | * | ● | * | ● | ● | ● | ● | * | * | *
AXIS | AXIS Q6042-C |  | ● | * | ● | * | ● | ● | ● | ● | * | * | *
AXIS | AXIS Q6042-E |  | ● | * | ● | * | ● | ● | ● | ● | * | * | *
AXIS | AXIS Q6042-S |  | ● | * | ● | * | ● | ● | ● | ● |  | * | *
AXIS | AXIS Q6044 |  | ● | * | ● | * | ● | ● | ● | ● |  | * | *
AXIS | AXIS Q6044-C |  | ● | * | ● | * | ● | ● | ● | ● | * | * | *
AXIS | AXIS Q6044-E |  | ● | * | ● | * | ● | ● | ● | ● |  | * | *
AXIS | AXIS Q6044-S |  | ● | * | ● | * | ● | ● | ● | ● |  | * | *
AXIS | AXIS Q6045 |  | ● | * | ● | * | ● | ● | ● | ● |  | * | *
AXIS | AXIS Q6045 Mk II |  | ● | * | ● | * | ● | ● | ● | ● | * | ● | * |  | 1
AXIS | AXIS Q6045-C |  | ● | * | ● | * | ● | ● | ● | ● | * | * | *
AXIS | AXIS Q6045-E |  | ● | * | ● | * | ● | ● | ● | ● | * | * | *
AXIS | AXIS Q6045-E Mk II |  | ● | * | ● | * | ● | ● | ● | ● | * | ● | * |  | 1
AXIS | AXIS Q6045-S |  | ● | * | ● | * | ● | ● | ● | ● |  | * | *
AXIS | AXIS Q6052 |  | ● | * | ● | * | * | * | ● | ● | ● | * | *
AXIS | AXIS Q6052-E |  | ● | * | ● | * | * | * | ● | ● | ● | * | *
AXIS | AXIS Q6054-E |  | ● | * | ● | * | * | * | ● | ● | ● | * | *
AXIS | AXIS Q6055 |  | ● | * | ● | * | ● | ● | ● | ● | ● | * | * |  |  |  |  | 8.10.1 Up to 50/60 fps (50/60 Hz) in HDTV 720p
AXIS | AXIS Q6055-C |  | ● | * | ● | * | ● | ● | ● | ● | * | * | * |  |  |  |  | 8.10.1 Up to 50/60 fps (50/60 Hz) in HDTV 720p
AXIS | AXIS Q6055-E |  | ● | * | ● | * | ● | ● | ● | ● | * | * | * |  |  |  |  | 8.10.1 Up to 50/60 fps (50/60 Hz) in HDTV 720p
AXIS | AXIS Q6055-S |  | ● | * | ● | * | ● | ● | ● | ● | ● | * | * |  |  |  |  | 8.10.1
AXIS | AXIS Q6075-E |  | ● | * | ● | ● | ● | ● | ● | ● | * | * | * |  |  |  |  | 9.40.1.3
AXIS | AXIS Q6114 |  | ● | * | ● | * | ● | ● | ● | ● | * | * | * |  |  |  |  | 5.65.2
AXIS | AXIS Q6114-E |  | ● | * | ● | * | * | * | ● | ● | * | * | * |  |  |  |  | 5.65.2
AXIS | AXIS Q6115-E |  | ● | * | ● | * | * | * | ● | ● | ● | * | *
AXIS | AXIS Q6125-LE |  | ● | * | ● | ● | ● | ● | ● | ● | * | * | * |  |  |  | Speed Dry | 8.30.1.1 *NVR FW 68 support speed dry
AXIS | AXIS Q6128-E |  | ● | * | ● | * | ● | ● | ● | ● |  | * | *
AXIS | AXIS Q6135-LE |  | ● | * | ● | ● | ● | ● | ● | ● | * | * | * |  | 2, 6, 4 |  |  | 10.2.0
AXIS | AXIS Q6155-E |  | ● | * | ● | * | * | * | ● | ● | ● | * | *
AXIS | AXIS Q6215-LE |  | ● | * | ● | * | ● | ● | ● | ● | * | * | * |  |  |  | Wiper | 9.30.1
AXIS | AXIS Q6225-LE |  | ● | * | ● | ● | ● | ● | ● | ● (TCP) | * | ● | ● | ● | 1 |  | Wiper, IR Lamp | 11.5.70
AXIS | AXIS Q6315-LE |  | ● | * | ● | ● | ● | ● | ● | ● (TCP) | * | * | * | ● | 12 |  |  | 10.12.199
AXIS | AXIS Q8414-LVS |  | ● | * | ● | * | * | * | ● | ● |  | ● | * |  | 1
AXIS | AXIS Q8631-E |  | ● | * | ● | * | * | * | ● | ● | ● | * | *
AXIS | AXIS Q8632-E |  | ● | * | ● | * | ● |  | ● | ● | ● | * | *
AXIS | AXIS Q8665-E |  | ● | * | ● | * | ● |  | ● | ● | * | * | *
AXIS | AXIS Q8665-LE |  | ● | * | ● | * | ● |  | ● | ● | * | * | * |  |  |  |  | 8.10.1
AXIS | AXIS Q8685-LE |  | ● | * | ● | * | ● | ● | ● | ● | ● | * | * |  |  |  | IR, Wiper
AXIS | AXIS Q8721-E |  | ● | * | ● | * | * | * | ● | ● |  | ● | * |  | 1
AXIS | AXIS Q8722-E |  | ● | * | ● | * | * | * | ● | ● |  | ● |  |  | 1
AXIS | AXIS Q9307-LV |  | ● | * | ● | ● | ● | ● | ● | ● | ● | ● | ● | ● | 1, 12 |  |  | 11.10.56
AXIS | AXIS T6101 |  | * | * | * | * | * | * | * | * | ● | ● | ● |  | 1 |  |  | *Must be used with AXIS camera
AXIS | AXIS T6101 MKⅡ |  | * | * | * | * | * | * | * | * | ● | ● | ● |  | 1 |  |  | *Must be used with AXIS camera
AXIS | AXIS V5914 |  | ● | * | ● | * | ● | ● | ● | ● |  | ● | * |  | 1 |  |  | 5.75.1
AXIS | AXIS V5915 |  | ● | * | ● | * | ● | ● | ● | ● |  | ● | * |  | 1
AXIS | AXIS V5925 |  | ● | * | ● | ● | ● | ● | ● | ● | ● | ● | ● |  | 1 |  |  | 10.0.0.1
AXIS | AXIS Thermal camera
AXIS | AXIS P1280-E |  | ● | * | ● | * | * | * | ● | ● | * | * | * |  | 10 |  |  | 9.20.1
AXIS | AXIS P1290-E |  | ● | * | ● | * | * | * | ● | ● | * | * | * |  | 10 |  |  | 9.20.1
AXIS | AXIS Q1932-E |  | ● | * | ● | * | * | * | ● | ● | ● | ● | * |  | 1, 10 |  |  | 6.50.3
AXIS | AXIS Q1941-E |  | ● | * | ● | * | * | * | ● | ● | ● | ● | * |  | 1, 10 |  |  | 9.20.1
AXIS | AXIS Q1942-E |  | ● | * | ● | * | * | * | ● | ● | ● | ● | * |  | 1, 10 |  |  | 6.50.3
AXIS | AXIS Q2901-E |  | ● | * | ● | * | * | * | ● | ● |  | ● | * |  | 1, 10
AXIS | AXIS Video Server
AXIS | AXIS F34 |  | ● | * | ● | * | * | * | ● | ● |  | ● | * |  | 1 |  |  | 5.85.2
AXIS | AXIS F41 |  | ● | * | ● | * | * | * | ● | ● |  | ● | * |  | 1 |  |  | 5.55.3.2
AXIS | AXIS F44 |  | ● | * | ● | * | * | * | ● | ● |  | ● | ● |  | 1 |  |  | 5.55.3.2
AXIS | AXIS F9111 |  | ● | * | ● | ● | * | * | ● | ● (TCP) | ● | ● | ● | ● | 1 |  |  | 11.1.55 *Max 60FPS
AXIS | AXIS F9114 |  | ● | * | ● | ● | * | * | ● | ● (TCP) | ● | ● | ● | ● | 1 |  |  | 11.4.63 *Support Qaud Mode *Motion will be triggered in Camera 1 in Qaud Mode *DI is available in Qaud Mode
AXIS | AXIS M7001 |  | ● | * | ● | * | * | * | ● | ● |  | * | *
AXIS | AXIS M7011 |  | ● | * | ● | * | ● | ● | ● | ● | * | * | * |  |  |  |  | 6.50.5.2
AXIS | AXIS M7016 |  | ● | * | ● | * |  |  | ● | ● |  | * | * |  |  |  |  | 5.51.1
AXIS | AXIS M7104 |  | ● | * | ● | ● | * | * | ● | ● | * | ● | * |  | 1 |  |  | 9.25.1.5
AXIS | AXIS P7214 |  | ● | * | ● | * | * | * | ● | ● |  | ● | ● |  | 1
AXIS | AXIS P7304 |  | ● | * | ● | ● | * | * | ● | ● | * | ● | * |  | 1 |  |  | 9.25.1.2
AXIS | AXIS Q7401 |  | ● | * | ● | * | * | * | ● | ● |  |  | *
AXIS | AXIS Q7411 |  | ● | * | ● | * | * | * | ● | ● |  | ● | ● |  | 1
AXIS | AXIS Q7424-R-MkII | ◆ | ● | * | ● | ● | * | * | ● | ● | * | ● | * |  | 1, 2, 4, 6, 7, 8, 11, 12 |  |  | 5.51.3.7
AXIS | AXIS Video Door Station
AXIS | AXIS A8105-E | ⓟⓢ | ● | * | ● | * | * | * | ● | ● | ● | ● | ● |  | 1 |  |  | 1.65.1.1 *Support Call button event: Digital Input_1(Call button).
AXIS | AXIS I8016-LVE |  | ● | * | ● | ● | * | * | ● | ● (TCP) | ● | ● | ● | ● | 1 |  | Trigger DO x 2 | 11.7.61 *Support Two-way Talk: Digital Input_1(Call button).
AXIS | AXIS I8116-E |  | ● | * | ● | ● | * | * | ● | ● (TCP) | ● | ● | ● | ● | 1 |  | Trigger DO x 2 | 11.5.54 *Support Two-way Talk: Digital Input_1(Call button).
AXIS | AXIS 295 Video Surveillance Joystick
AXIS | AXIS 295 |  | * | * | * | * | ● | ● | * | * | * | * | *
AXIS | AXIS T8310 Video Surveillance Control Board
AXIS | AXIS T8311 Joystick |  | Please contact DIGIEVER sales. | [14 empty] | *Only support remote client
AXIS | AXIS T8312 Keypad |  | Please contact DIGIEVER sales. | [14 empty] | *Only support remote client
AXIS | AXIS T8313 Jog Dial |  | Please contact DIGIEVER sales. | [14 empty] | *Only support remote client
AXIS | AXIS I/O BOX
AXIS | AXIS P8221 |  | * | * | * | * | * | * | * | * | ●
AXIS | AXIS D3110 |  | * | * | * | * | * | * | * | * | ● | [6 empty] | 11.1.65 *Support to add as a camera
AXIS | AXIS Network Horn Speaker (Click speaker icon on liveview for live speech)
AXIS | AXIS C3003-E |  | * | * | * | * | * | * | * | * | ● | [6 empty] | 1.20.0
AXIS | AXIS C1211-E |  | * | * | * | * | * | * | * | * | ● | * | * |  |  |  | Audio Pattern 1~50 | 10.12.183.1 Note: PC and NVR should be in the same Lan for live speech on liveview
AXIS | AXIS C1310-E |  | * | * | * | * | * | * | * | * | ● | * | * |  |  |  | Audio Pattern 1~50 | 10.12.183.1 Note: PC and NVR should be in the same Lan for live speech on liveview
ACTi | ACTi cameras
ACTi | ACTi A29 |  | ● | * | ● | ● | * | ● | ● | ● | ● | ● | ● | * | 1, 2, 3, 4, 6,7, 8, 11 |  |  | A1D-900-A9.03.03-AC
ACTi | ACTi A418 |  | ● | * | ● | ● | * | ● | ● | ● | ● | ● | ● | * | 1 |  |  | A1D-505-S2.10.05-AC
ACTi | ACTi ACM-1431 |  | ● | ● | * | * | * | * | ● | ● |  | ● |  |  | 1
ACTi | ACTi ACM-1511 |  | ● | ● | * | * | * | * | ● |  |  | ● |  |  | 1
ACTi | ACTi ACM-5611 |  |  |  | ● | * | * | * | ●
ACTi | ACTi B21 |  | ● | * | ● | * | * | ● | ● | ● | ● | ● |  |  | 1
ACTi | ACTi B28 |  | ● | * | ● | * | * | ● | ● | ● | ● | ● |  |  | 1
ACTi | ACTi B41 |  | ● | * | ● | * | * | ● | ● | ● | ● | ● |  |  | 1
ACTi | ACTi B47 |  | ● | * | ● | * | * | ● | ● | ● | ● | ● |  |  | 1 |  |  | A1D-500-V6.07.24-AC
ACTi | ACTi B48 |  | ● | * | ● | * | * | ● | ● | ● | ● | ● |  |  | 1
ACTi | ACTi B51 |  | ● | * | ● | * | * | * | ● | ● | ● | ● |  |  | 1
ACTi | ACTi B52 |  | ● | * | ● | * | * | * | ● | ● | ● | ● |  |  | 1
ACTi | ACTi B53 |  | ● | * | ● | * | * | * | ● | ● | ● | ● |  |  | 1
ACTi | ACTi B54 | ⓟⓢ | ● | * | ● | * | * | * | ● | ● | ● | ● |  |  | 1
ACTi | ACTi B55 | ⓟⓢ | ● | * | ● | * | * | * | ● | ● | ● | ● |  |  | 1 |  |  | A1D-500-V6.06.16-AC
ACTi | ACTi B56 | ⓟⓢ | ● | * | ● | * | * | * | ● | ● | ● | ● |  |  | 1
ACTi | ACTi B61 |  | ● | * | ● | * | * | ● | ● | ● | ● | ● |  |  | 1
ACTi | ACTi B67 |  | ● | * | ● | * | * | ● | ● | ● | ● | ● |  |  | 1
ACTi | ACTi B81 |  | ● | * | ● | * | * | ● | ● | ● | ● | ● |  |  | 1
ACTi | ACTi B87 |  | ● | * | ● | * | * | ● | ● | ● | ● | ● |  |  | 1
ACTi | ACTi B96 |  | ● | * | ● | * | ● | ● | ● | ● | ● | ● |  |  | 1 |  |  | A1D-500-V6.06.16-AC
ACTi | ACTi B97 |  | ● | * | ● | * | ● | ● | ● | ● | ● | ● |  |  | 1 |  |  | A1D-500-V6.06.16-AC
ACTi | ACTi D11 |  | ● | * | ● | * | * | * | ● |  |  | ● |  |  | 1
ACTi | ACTi D12 |  | ● | * | ● | * | * | * | ● |  |  | ● |  |  | 1
ACTi | ACTi D21 |  | ● | * | ● | * | * | * | ● |  |  | ● |  |  | 1
ACTi | ACTi D22 |  | ● | * | ● | * | * | * | ● |  |  | ● |  |  | 1
ACTi | ACTi D31 |  | ● | * | ● | * | * | * | ● |  |  | ● |  |  | 1
ACTi | ACTi D32 |  | ● | * | ● | * | * | * | ● |  |  | ● |  |  | 1
ACTi | ACTi D41 |  | ● | * | ● | * | * | * | ● |  |  | ● |  |  | 1
ACTi | ACTi D42 |  | ● | * | ● | * | * | * | ● |  |  | ● |  |  | 1
ACTi | ACTi D51 |  | ● | * | ● | * | * | * | ● | ● |  | ● |  |  | 1 |  |  | A1D-500-V6.06.16-AC
ACTi | ACTi D52 |  | ● | * | ● | * | * | * | ● |  |  | ● |  |  | 1
ACTi | ACTi D54 |  | ● | * | ● | * | * | * | ● | ● |  | ● |  |  | 1
ACTi | ACTi D55 |  | ● | * | ● | * | * | * | ● | ● |  | ● |  |  | 1
ACTi | ACTi D64 |  | ● | * | ● | * | * | * | ● |  |  | ● |  |  | 1
ACTi | ACTi D65 |  | ● | * | ● | * | * | * | ● |  |  | ● |  |  | 1
ACTi | ACTi D71 |  | ● | * | ● | * | * | * | ● |  |  | ● |  |  | 1
ACTi | ACTi D72 |  | ● | * | ● | * | * | * | ● |  |  | ● |  |  | 1
ACTi | ACTi D81 |  | ● | * | ● | * | * | * | ● |  |  | ● |  |  | 1
ACTi | ACTi D82 |  | ● | * | ● | * | * | * | ● |  |  | ● |  |  | 1
ACTi | ACTi E11 |  | ● | * | ● | * | * | * | ● | ● |  | ● |  |  | 1
ACTi | ACTi E12 |  | ● | * | ● | * | * | * | ● | ● |  | ● |  |  | 1
ACTi | ACTi E13 |  | ● | * | ● | * | * | * | ● | ● |  | ● |  |  | 1 |  |  | A1D-500-V6.06.16-AC
ACTi | ACTi E14 |  | ● | * | ● | * | * | * | ● | ● | * | ● |  |  | 1
ACTi | ACTi E21 |  | ● | * | ● | * | * | * | ● | ● |  | ● |  |  | 1
ACTi | ACTi E22 |  | ● | * | ● | * | * | * | ● | * |  | *
ACTi | ACTi E24 |  | ● | * | ● | * | * | * | ● | * |  | *
ACTi | ACTi E270 |  | ● | * | ● | * | * | * | ● | ● | ● | ● |  |  | 1
ACTi | ACTi E271 |  | ● | * | ● | * | * | * | ● | ● | ● | ● |  |  | 1
ACTi | ACTi E31 |  | ● | * | ● | * | * | * | ● | ● |  | ● |  |  | 1
ACTi | ACTi E32 |  | ● | * | ● | * | * | * | ● | ● |  | ● |  |  | 1
ACTi | ACTi E33 |  | ● | * | ● | * | * | * | ● | ● |  | ● |  |  | 1
ACTi | ACTi E37 |  | ● | * | ● | * | * | * | ● | ● | * | *
ACTi | ACTi E41 |  | ● | * | ● | * | * | * | ● | ● | * | ● |  |  | 1
ACTi | ACTi E42 |  | ● | * | ● | * | * | * | ● | ● | * | ● |  |  | 1
ACTi | ACTi E44 |  | ● | * | ● | * | * | * | ● | ● | * | ● |  |  | 1 |  |  | A1D-500-V6.07.24-AC
ACTi | ACTi E45 |  | ● | * | ● | * | * | * | ● | ● | * | ● |  |  | 1
ACTi | ACTi E46 |  | ● | * | ● | * | * | * | ● | ● | * | ● |  |  | 1
ACTi | ACTi E51 |  | ● | * | ● | * | * | * | ● | ● |  | ● |  |  | 1
ACTi | ACTi E52 |  | ● | * | ● | * | * | * | ● | ● |  | ● |  |  | 1
ACTi | ACTi E53 |  | ● | * | ● | * | * | * | ● | ● |  | ● |  |  | 1
ACTi | ACTi E54 |  | ● | * | ● | * | * | * | ● | ● |  | ● |  |  | 1
ACTi | ACTi E59 |  | ● | * | ● | * | * | * | ● | ● | * | *
ACTi | ACTi E61 |  | ● | * | ● | * | * | * | ● | ● |  | ● |  |  | 1
ACTi | ACTi E610 |  | ● | * | ● | * | * | * | ● | ● | ● | ● |  |  | 1
ACTi | ACTi E62 |  | ● | * | ● | * | * | * | ● | ● |  | ● |  |  | 1
ACTi | ACTi E63 |  | ● | * | ● | * | * | * | ● | ● |  | ● |  |  | 1
ACTi | ACTi E64 |  | ● | * | ● | * | * | * | ● | ● |  | ● |  |  | 1
ACTi | ACTi E65 |  | ● | * | ● | * | * | * | ● | ● |  | ● |  |  | 1
ACTi | ACTi E71 |  | ● | * | ● | * | * | * | ● | ● |  | ● |  |  | 1
ACTi | ACTi E72 |  | ● | * | ● | * | * | * | ● | ● |  | ● |  |  | 1
ACTi | ACTi E73 |  | ● | * | ● | * | * | * | ● | ● |  | ● |  |  | 1
ACTi | ACTi E77 |  | ● | * | ● | * | * | * | ● | ● | ● | ● |  |  | 1
ACTi | ACTi E81 |  | ● | * | ● | * | * | * | ● | ● |  | ● |  |  | 1
ACTi | ACTi E82 |  | ● | * | ● | * | * | * | ● | ● |  | ● |  |  | 1
ACTi | ACTi E83 |  | ● | * | ● | * | * | * | ● | ● |  | ● |  |  | 1
ACTi | ACTi E89 |  | ● | * | ● | * | * | * | ● | ● | ● | ● |  |  | 1
ACTi | ACTi E91 |  | ● | * | ● | * | * | * | ● | ● |  | ● |  |  | 1
ACTi | ACTi E92 |  | ● | * | ● | * | * | * | ● | ● |  | ● |  |  | 1
ACTi | ACTi E922 |  | ● | * | ● | * | * | * | ● | ● | * | ● |  |  | 1
ACTi | ACTi E922M |  | ● | * | ● | * | * | * | ● | ● | * | *
ACTi | ACTi E923 |  | ● | * | ● | * | * | * | ● | ● | * | ● |  |  | 1
ACTi | ACTi E923M |  | ● | * | ● | * | * | * | ● | ● | * | *
ACTi | ACTi E96 | ⓟ | ● | * | ● | * | * | * | ● | ● | * | * | [5 empty] | A1D-500-V6.06.16-AC
ACTi | ACTi E97 |  | ● | * | ● | * | * | * | ● | ● | * | * | [5 empty] | A1D-500-V6.06.16-AC
ACTi | ACTi E98 | ⓟ | ● | * | ● | * | * | * | ● | ● | * | *
ACTi | ACTi I24 |  | ● | * | ● | * | * | ● | ● | ● | ● | ● |  |  | 1
ACTi | ACTi I25 |  | ● | * | ● | * | * | ● | ● | ● | ● | ● |  |  | 1
ACTi | ACTi I44 |  | ● | * | ● | * | * | ● | ● | ● | ● | ● |  |  | 1
ACTi | ACTi I45 |  | ● | * | ● | * | * | ● | ● | ● | ● | ● |  |  | 1
ACTi | ACTi I71 | ⓟ | ● | * | ● | * | * | * | ● | ● |  | ● |  |  | 1
ACTi | ACTi I91 |  | ● | * | ● | * | ● | ● | ● | ● | ● | ● |  |  | 1
ACTi | ACTi I92 |  | ● | * | ● | * | ● | ● | ● | ● | ● | ● |  |  | 1 |  |  | A1D-500-V6.06.16-AC
ACTi | ACTi I93 |  | ● | * | ● | * | ● | ● | ● | ● | ● | ● |  |  | 1
ACTi | ACTi I94 |  | ● | * | ● | * | ● | ● | ● | ● | ● | ● |  |  | 1
ACTi | ACTi I95 |  | ● | * | ● | * | ● | ● | ● | ● | ● | ● |  |  | 1
ACTi | ACTi I96 |  | ● | * | ● | * | ● | ● | ● | ● | ● | ● |  |  | 1
ACTi | ACTi KCM-3211 |  | ● | ● | ● | * | * | * | ● | ● |  | ● |  |  | 1
ACTi | ACTi KCM-3311 |  | ● | ● | ● | * | * | * | ● | ● |  | ● |  |  | 1
ACTi | ACTi KCM-3911 | ⓟ | ● | ● | ● | * | * | * | ● | ● |  | ● |  |  | 1
ACTi | ACTi KCM-5111 |  | ● | ● | ● | * | * | * | ● | ● |  | ● |  |  | 1
ACTi | ACTi KCM-5211 |  | ● | ● | ● | * | * | * | ● | ● |  | ● |  |  | 1 |  |  | A1D-311-V5.12.12-AC
ACTi | ACTi KCM-5211E |  | ● | ● | ● | * | * | * | ● | ● |  | ● |  |  | 1 |  |  | A1D-311-V5.12.12-AC
ACTi | ACTi KCM-5311 |  | ● | ● | ● | * | * | * | ● | ● |  | ● |  |  | 1
ACTi | ACTi KCM-5511 |  | ● | ● | ● | * | * | * | ● | ● |  | ● |  |  | 1
ACTi | ACTi KCM-5611 |  | ● | ● | ● | * | * | * | ● | ● |  | ● |  |  | 1
ACTi | ACTi KCM-7111 |  | ● | ● | ● | * | * | * | ● | ● |  | ● |  |  | 1
ACTi | ACTi KCM-7211 |  | ● | ● | ● | * | * | * | ● | ● |  | ● |  |  | 1
ACTi | ACTi KCM-7311 |  | ● | ● | ● | * | * | * | ● | ● |  | ● |  |  | 1
ACTi | ACTi KCM-7911 | ⓟ | ● | ● | ● | * | * | * | ● | ● |  | ● |  |  | 1
ACTi | ACTi TCM-1011 |  | ● | ● | * | * | * | * | ● | ● |  | ● |  |  | 1
ACTi | ACTi TCM-1111 |  | ● | ● | * | * | * | * | ● | ● |  | ● |  |  | 1
ACTi | ACTi TCM-1231 |  | ● | ● | * | * | * | * | ● | ● |  | ● |  |  | 1
ACTi | ACTi TCM-1511 |  | ● | ● | * | * | * | * | ● | ● |  | ● |  |  | 1
ACTi | ACTi TCM-3001 |  | ● | * | ● | * | * | * | ● | ● |  | ● |  |  | 1
ACTi | ACTi TCM-3011 |  | ● | * | ● | * | * | * | ● | ● |  | ● |  |  | 1
ACTi | ACTi TCM-3111 |  | ● | * | ● | * | * | * | ● | ● |  | ● |  |  | 1
ACTi | ACTi TCM-3401 |  | ● | * | ● | * | * | * | ● | ● |  | ● |  |  | 1
ACTi | ACTi TCM-3411 |  | ● | * | ● | * | * | * | ● | ● |  | ● |  |  | 1
ACTi | ACTi TCM-3511 |  | ● | * | ● | * | * | * | ● | ● |  | ● |  |  | 1
ACTi | ACTi TCM-4001 |  | ● | ● | ● | * | * | * | ● | ● |  | ● |  |  | 1
ACTi | ACTi TCM-4101 |  | ● | ● | ● | * | * | * | ● | ● |  | ● |  |  | 1
ACTi | ACTi TCM-4201 |  | ● | ● | ● | * | * | * | ● | ● |  | ● |  |  | 1
ACTi | ACTi TCM-4301 |  | ● | ● | ● | * | * | * | ● | ● |  | ● |  |  | 1
ACTi | ACTi TCM-4511 |  | ● | ● | ● | * | * | * | ● | ● |  | ● |  |  | 1
ACTi | ACTi TCM-5001 |  | ● | ● | ● | * | * | * | ● | ● |  | ● |  |  | 1
ACTi | ACTi TCM-5111 |  | ● | ● | ● | * | * | * | ● | ● |  | ● |  |  | 1
ACTi | ACTi TCM-5311 |  | ● | ● | ● | * | * | * | ● | ● |  | ● |  |  | 1
ACTi | ACTi TCM-5312 |  | ● | ● | ● | * | * | * | ● | ● |  | ● |  |  | 1
ACTi | ACTi TCM-5601 |  | ● | ● | ● | * | * | * | ● | ● |  | ● |  |  | 1
ACTi | ACTi TCM-5611 |  | ● | ● | ● | * | * | * | ● | ● |  | ● |  |  | 1
ACTi | ACTi TCM-6630 |  | ● | ● | ● | * | * | * | ● | ● |  | ● |  |  | 1
ACTi | ACTi TCM-7011 |  | ● | ● | ● | * | * | * | ● | ● |  | ● |  |  | 1
ACTi | ACTi TCM-7411 |  | ● | ● | ● | * | * | * | ● | ● |  | ● |  |  | 1 |  |  | A1D-310-V4.12.09-AC
ACTi | ACTi TCM-7811 |  | ● | ● | ● | * | * | * | ● | ● |  | ● |  |  | 1
ACTi | ACTi Z33 |  |  | * | ● | ● | * | * | ● | ● | * | * | * |  |  |  |  | IPC_D1202-B0007P35D1904C70
ACTi | ACTi Z94 |  |  | * | ● | ● | * | * | ● | ● | * | * | * |  |  |  |  | IPC_D1202-B0007P10D1904C40
ACTi | ACTi Z95 |  |  | * | ● | ● | * | * | ● | ● | * | * | * |  |  |  |  | I=IPC_D1202-B0007P35D1904C70
ACTi | (DIGIEVER NVR supports ACTi cameras with ONVIF)
ACTi | ACTi Z48 |  | * | * | ● | ● | * | ● | ● | ● | * | ● | * | ● |  |  |  | AC-Z021216.2.60.C054180.220113
ACTi | ACTi Video Server
ACTi | ACTi TCD-2100 |  | ● | * | ● | * | * | * | ● | * |  | * | [5 empty] | A1D-220-V3.14.19-AC
ACTi | ACTi TCD-2500 |  | ● | * | ● | * |  |  | ● | ● |  | ● | [5 empty] | A1D-310-V4.12.09-AC
ACTi | ACTi V23 |  | ● | * | ● | * |  |  | ● | ● |  | ● | [5 empty] | A1D-600-H1.02.30-AC
ACTi | ACTi V2224 | CH1 | * | * | ● | * | * | * | * | ● | * | ● | * |  |  |  |  | A1D-600-H1.06.06-NB *Support motion detection: up to 3 channels *Model Name in NVR: V24
ACTi | ACTi V2224 | CH2 | * | * | ● | * | * | * | * | ● | * | ● | * |  |  |  |  | A1D-600-H1.06.06-NB *Support motion detection: up to 3 channels *Model Name in NVR: V24
ACTi | ACTi V2224 | CH3 | * | * | ● | * | * | * | * | ● | * | ● | * |  |  |  |  | A1D-600-H1.06.06-NB *Support motion detection: up to 3 channels *Model Name in NVR: V24
ACTi | ACTi V2224 | CH4 | * | * | ● | * | * | * | * | ● | * | ● | * |  |  |  |  | A1D-600-H1.06.06-NB *Support motion detection: up to 3 channels *Model Name in NVR: V24
ACTi | ACTi V31 |  | ● | * | ● | * |  |  | ● | ● |  | ● | [5 empty] | A1D-601-H2.01.10-AC
Afidus | Afidus cameras
Afidus | Afidus BN-232NB |  |  | * | ● | * | * | * | ● | ● |  | ● |  |  | 1 |  |  | 6.S.0.14918
Afidus | Afidus DN-232Z1 |  |  | * | ● | * | * | * | ● | ● |  | ● |  |  | 1 |  |  | 6.S.0.14918
Afidus | Afidus RN-232Z1 |  |  | * | ● | * | * | * | ● | ● |  | ● |  |  | 1 |  |  | 6.S.0.14918
Afidus | Afidus VN-232Z1 |  |  | * | ● | * | * | * | ● | ● |  | ● |  |  | 1 |  |  | 6.S.0.14918
Afidus | (DIGIEVER NVR supports Afidus cameras with ONVIF)
Afidus | Afidus BH-530N |  |  | * | ● | * | * | * | ● | ● |  | ● |  |  | 1
Afidus | Afidus BN-230F1 |  |  | * | ● | * | * | * | ● | ● |  | ● |  |  | 1
Afidus | Afidus DN-230V1 |  |  | * | ● | * | * | * | ● | ● |  | ● |  |  | 1
Afidus | Afidus FH-330F3 | ⓟⓒ |  | * | ● | * | * | * | ● | ● |  | ● |  |  | 1
Afidus | Afidus MM-220F7 |  |  |  | ● | * | ● | * | ● | ● |  | ● |  |  | 1 |  | Moving Speed(PTZ)
Afidus | Afidus MM-230F7 |  |  |  | ● | * | ● | * | ● | ● |  | ● |  |  | 1 |  | Moving Speed(PTZ)
Afidus | Afidus PM-220F4 |  |  | * | ● | * | * | * | ● | ● |  | ● |  |  | 1
Afidus | Afidus PM-230F4 |  |  | * | ● | * | * | * | ● | ● |  | ● |  |  | 1
Afidus | Afidus RN-230F2 |  |  | * | ● | * | * | * | ● | ● |  | ● |  |  | 1
Afidus | Afidus SH-210Z1 |  |  |  | ● | * | ● | ● | ● | ● |  | ● |  |  | 1 |  | Moving Speed(PTZ)
Afidus | Afidus TM-110F5 |  |  | * | ● | * | * | * | ● | ● | * | ● |  |  | 1
Afidus | Afidus TM-120F5 |  |  | * | ● | * | * | * | ● | ● | * | ● |  |  | 1
Airlink | Airlink cameras
Airlink | Airlink AHD1500-W |  | ● | ● | ● | * | * | * | ● | ● | ● | ●
AirLive | AirLive cameras
AirLive | AirLive BC-5010 |  | ● | * | ● | * | * | * | ● | ● | ● | ●
AirLive | AirLive BU-3025-v2 |  | ● | * | ● | * | * | * | ● | ● | ● | ● | [5 empty] | 1.03.12
AirLive | AirLive BU-2015 |  | ● | * | ● | * | * | * | ● | ● | * | * | [5 empty] | 1.03.28
AirLive | AirLive BU-720 |  |  | * | ● | * | * | * | ● | ● | ● | ● | [5 empty] | M2.1.6.04C036_T1
AirLive | AirLive BU-3128 |  |  | * | ● | ● | * | ● | ● | ● | ● | ● | * |  |  |  |  | 01_C044S6
AirLive | AirLive IP-200PHD-24 |  | ● | * | ● | * | * | * | ● | * | ● | ●
AirLive | AirLive MD-3025-IVS |  | ● | * | ● | * | * | * | ● | ● | ● | ● | [5 empty] | Build 2.51
AirLive | AirLive MD-720 |  | ● | * | ● | * | * | * | ● | ● | ● | ● | [5 empty] | M2.1.6.04C036_T1
AirLive | AirLive OD-2025HD |  | ● | * | ● | * | * | * | ● | * | ● | ●
AirLive | AirLive OD-2050HD |  | ● | * | ● | * | * | * | ● | * | ● | ● | [5 empty] | 6.D.2.9659
AirLive | AirLive OD-2060HD |  | ● | * | ● | * | * | * | ● | * | ● | ●
AirLive | AirLive PoE-2600HD |  | ● | * | ● | * | * | * | ● | * | ● | ●
AirLive | AirLive SD-2020 |  | ● | * | ● | * | * | * | ● | ● | ● | ●
AirLive | AirLive SD-3030 |  | * | * | ● | * | ● | ● | ● | ● | ● | ●
AirLive | AirLive VD-2028 |  |  | * | ● | * | * | * | ● | ● | ● | ● | * |  |  |  |  | 03_C013S1
AirLive | AirLive VD-2128 |  |  | * | ● | ● | * | ● | ● | ● | ● | ● | * |  |  |  |  | 01_C044S3
AirLive | AirLive VD-3128 |  | * | * | ● | ● | * | * | ● | ● | ● | ●
AirLive | AirLive WN-200HD |  | ● | * | ● | * | * | * | ● | * | ● | ●
AirLive | AirLive WN-2600HD |  | ● | * | ● | * | * | * | ● | * | ● | ●
AIPHONE | (DIGIEVER NVR supports AIPHONE cameras with ONVIF)(Brand: Aiphone)
AIPHONE | AIPHONE IX-DA |  |  | * | ● | * | * | * | ● | * | * | ● | * |  |  |  |  | *Support stream1 only
AIPHONE | AIPHONE IX-DV |  |  | * | ● | * | * | * | ● | * | * | ● | * |  |  |  |  | 5.50 ONVIF Ver: 2.10
AIPHONE | AIPHONE IX-EA |  |  | * | ● | * | * | * | ● | * | * | ● | * |  |  |  | Trigger DO x1 | 1.08 *Support stream1 only
AIPHONE | AIPHONE IX-EAU |  |  | * | ● | * | * | * | ● | * | * | ● | * |  |  |  | Trigger DO x1 | 1.08 *Support stream1 only
A-MTK | A-MTK cameras
A-MTK | A-MTK AH2030T |  | ● |  | ● | * | * | * | ● | ● |  | ●
A-MTK | A-MTK AH2530T |  | ● |  | ● | * | * | * | ● | ● |  | ●
A-MTK | A-MTK AH2560D |  | ● |  | ● | * | * | * | ● | ● |  | ●
A-MTK | A-MTK AH2560P |  | ● |  | ● | * | * | * | ● | ● |  | ●
A-MTK | A-MTK AH2560T |  | ● |  | ● | * | * | * | ● | ● |  | ●
A-MTK | A-MTK AH2570P |  | ● |  | ● | * | * | * | ● | ● |  | ●
A-MTK | A-MTK AH2570T |  | ● |  | ● | * | * | * | ● | ● |  | ●
A-MTK | A-MTK AH2630P |  | ● |  | ● | * | * | * | ● | ● |  | ● | [5 empty] | 6.M.2.9715
A-MTK | A-MTK AH2630T |  | ● |  | ● | * | * | * | ● | ● |  | ●
A-MTK | A-MTK AH2706D |  | ● |  | ● | * | * | * | ● | ● |  | ●
A-MTK | A-MTK AH2806T | ⓟⓒ | ● |  | ● | * | * | * | ● | ● |  | ●
A-MTK | A-MTK AH2816T |  | ● | * | ● | * | * | * | ● | ● |  | ●
A-MTK | A-MTK AH2911D |  | ● |  | ● | * | ● | ● | ● | ● | ● | ●
A-MTK | A-MTK AH2930D |  | ● |  | ● | * | * | * | ● | ● |  | ●
A-MTK | A-MTK AM2030D |  | ● |  | ● | * | * | * | ● | ● |  | ●
A-MTK | A-MTK AM2131M |  | ● | * | ● | * | * | * | ● | ● | * | ●
A-MTK | A-MTK AM2132M |  | ● | * | ● | * | * | * | ● | ● | * | ●
A-MTK | A-MTK AM2180D |  | ● |  | ● | * | * | * | ● | ● |  | ●
A-MTK | A-MTK AM2182D |  | ● |  | ● | * | * | * | ● | ● |  | ●
A-MTK | A-MTK AM2190D |  | ● |  | ● | * | * | * | ● | ● |  | ●
A-MTK | A-MTK AM2192DM |  | ● |  | ● | * | * | * | ● | ● |  | ●
A-MTK | A-MTK AM21C2D |  | ● | * | ● | * | * | * | ● | ● | * | ●
A-MTK | A-MTK AM21C3D |  | ● | * | ● | * | * | * | ● | ● | * | ●
A-MTK | A-MTK AM2221D |  | ● |  | ● | * | ● | * | ● | ● |  | ●
A-MTK | A-MTK AM2231D |  | ● |  | ● | * | ● | * | ● | ● |  | ●
A-MTK | A-MTK AM2290D |  | ● |  | ● | * | ● | * | ● | ● |  | ●
A-MTK | A-MTK AM2530D |  | ● |  | ● | * | * | * | ● | ● |  | ●
A-MTK | A-MTK AM2560D |  | ● |  | ● | * | * | * | ● | ● |  | ●
A-MTK | A-MTK AM2590D |  | ● |  | ● | * | * | * | ● | ● |  | ● | [5 empty] | 6.D.2.9659
A-MTK | A-MTK AM2630D |  | ● |  | ● | * | * | * | ● | ● |  | ●
A-MTK | A-MTK AM2703D |  | ● |  | ● | * | * | * | ● | ● |  | ●
A-MTK | A-MTK AM2730D |  | ● |  | ● | * | * | * | ● | ● |  | ●
A-MTK | A-MTK AN2006D |  | ● | * | ● | * | * | * | ● | ● |  | ●
A-MTK | A-MTK AN2006D-AEZ4AAO |  |  | * | ● | * | * | * | ● | ● |  | ●
A-MTK | A-MTK AN2563D |  | ● | * | ● | * | * | * | ● | ● |  | ●
A-MTK | A-MTK AN2563D-AEZ4AAO |  |  | * | ● | * | * | * | ● | ● |  | ●
A-MTK | A-MTK AN2573D |  | ● | * | ● | * | * | * | ● | ● |  | ●
A-MTK | A-MTK AN2606D |  | ● | * | ● | * | * | * | ● | ● |  | ●
A-MTK | A-MTK AN2616D |  | ● | * | ● | * | * | * | ● | ● |  | ●
A-MTK | A-MTK AN2616D-AEO1BCO |  |  | * | ● | * | * | * | ● | ● |  | ●
A-MTK | A-MTK AN2706D |  | ● | * | ● | * | * | * | ● | ● |  | ●
A-MTK | A-MTK AN2706D-AEZ4AAP |  |  | * | ● | * | * | * | ● | ● |  | ●
ARGUSEYE | ARGUSEYE cameras
ARGUSEYE | ARGUSEYE AEIP-1155T |  | * | * | ● | ● | * | ● | ● | ● | * | * | * |  |  |  |  | 4.0.10.240603 *Model Name shows IP Camera after adding in NVR
ARGUSEYE | ARGUSEYE AEIP-1355T |  | * | * | ● | ● | * | ● | ● | ● | * | * | * |  |  |  |  | 4.0.10.240603 *Model Name shows IP Camera after adding in NVR
APPRO | (DIGIEVER NVR supports APPRO cameras with Generic RTSP/ Generic MJPEG method)
APPRO | URL |  |  |  | Generic MJPEG |  |  |  |  | Generic RTSP
APPRO | APPRO LC-7411 |  |  |  | http://<servername>:<serverport>
APPRO | APPRO LC-7431 |  |  |  | /ipcam/stream.cgi?nowprofileid |  |  |  | rtsp://<servername>:<RTSP port>/live1.sdp
APPRO | APPRO LC-7451 |  |  |  | =<Number>
Arecont Vision | Arecont Vision cameras
Arecont Vision | Arecont AV10005 |  | ● | * | ● | * | * | * | ● | ● |  | *
Arecont Vision | Arecont AV10005DN |  | ● | * | ● | * | * | * | ● | ● |  | *
Arecont Vision | Arecont AV10115 |  | ● | * | ● | * | * | * | ● | ● | * | *
Arecont Vision | Arecont AV10115AI |  | ● | * | ● | * | * | * | ● | ● |  | * | [5 empty] | 65221
Arecont Vision | Arecont AV10115DN |  |  | * | ● | * | * | * | ● | ● |  | * | [5 empty] | 65221
Arecont Vision | Arecont AV10225 |  | ● | * | ● | * | * | * | ● | ● |  | * | [5 empty] | 65221
Arecont Vision | Arecont AV10225PMIR |  | ● | * | ● | * | * | * | ● | ● |  | * | [5 empty] | 65221
Arecont Vision | Arecont AV10225PMIR-S |  | ● | * | ● | * | * | * | ● | ● |  | * | [5 empty] | 65221
Arecont Vision | Arecont AV10225PMTIR |  | ● | * | ● | * | * | * | ● | ● |  | * | [5 empty] | 65221
Arecont Vision | Arecont AV10225PMTIR-S |  | ● | * | ● | * | * | * | ● | ● |  | * | [5 empty] | 65221
Arecont Vision | Arecont AV10255 |  | ● | * | ● | * | * | * | ● | ● |  | * | [5 empty] | 65221
Arecont Vision | Arecont AV10255AMIR |  | ● | * | ● | * | * | ● | ● | ● | * | * | [5 empty] | 65221
Arecont Vision | Arecont AV10255AMIR-H |  | ● | * | ● | * | * | ● | ● | ● | * | * | [5 empty] | 65221
Arecont Vision | Arecont AV10255PMTIR-H |  | ● | * | ● | * | * | ● | ● | ● | * | * | [5 empty] | 65221
Arecont Vision | Arecont AV1115 |  | ● | * | ● | * | * | * | ● | ● | * | *
Arecont Vision | Arecont AV1115AI |  | ● | * | ● | * | * | * | ● | ● | * | * | [5 empty] | 65221
Arecont Vision | Arecont AV1115DN |  | ● | * | ● | * | * | * | ● | ● | * | * | [5 empty] | 65221
Arecont Vision | Arecont AV1145 |  | ● | * | ● | * | * | * | ● | ● |  | *
Arecont Vision | Arecont AV1145DN-3310-D |  | ● | * | ● | * | * | * | ● | ● |  | * | [5 empty] | 65221
Arecont Vision | Arecont AV1145DN-3310-D-LG |  | ● | * | ● | * | * | * | ● | ● |  | * | [5 empty] | 65221
Arecont Vision | Arecont AV1145DN-3310-W |  | ● | * | ● | * | * | * | ● | ● |  | * | [5 empty] | 65221
Arecont Vision | Arecont AV12176 |  | ● | * | ● | * | * | * | ● | ● |  | *
Arecont Vision | Arecont AV12176DN-08 | ◆ | ● | * | ● | * | * | * | ● | ● |  | * | [5 empty] | 65221
Arecont Vision | Arecont AV12176DN-28 | ◆ | ● | * | ● | * | * | * | ● | ● |  | * | [5 empty] | 65221
Arecont Vision | Arecont AV12176DN-NL | ◆ | ● | * | ● | * | * | * | ● | ● |  | * | [5 empty] | 65221
Arecont Vision | Arecont AV1225 |  | ● | * | ● | * | * | * | ● | ● |  | * | [5 empty] | 65221
Arecont Vision | Arecont AV1225PMIR-S |  | ● | * | ● | * | * | * | ● | ● |  | *
Arecont Vision | Arecont AV12275 |  | ● | * | ● | * | * | * | ● | ● |  | *
Arecont Vision | Arecont AV12275DN-08 | ◆ | ● | * | ● | * | * | * | ● | ● |  | * | [5 empty] | 65221
Arecont Vision | Arecont AV12275DN-28 | ◆ | ● | * | ● | * | * | * | ● | ● |  | * | [5 empty] | 65221
Arecont Vision | Arecont AV12275DN-NL | ◆ | ● | * | ● | * | * | * | ● | ● |  | * | [5 empty] | 65221
Arecont Vision | Arecont AV12276 |  | ● | * | ● | * | * | * | ● | ● |  | *
Arecont Vision | Arecont AV12276DN-08 | ◆ | ● | * | ● | * | * | * | ● | ● |  | * | [5 empty] | 65221
Arecont Vision | Arecont AV12276DN-28 | ◆ | ● | * | ● | * | * | * | ● | ● |  | * | [5 empty] | 65221
Arecont Vision | Arecont AV12276DN-NL | ◆ | ● | * | ● | * | * | * | ● | ● |  | * | [5 empty] | 65221
Arecont Vision | Arecont AV1255 |  | ● | * | ● | * | * | * | ● | ● |  | *
Arecont Vision | Arecont AV1255AM |  | ● | * | ● | * | * | * | ● | ● |  | * | [5 empty] | 65221
Arecont Vision | Arecont AV1255AM-H |  | ● | * | ● | * | * | * | ● | ● |  | * | [5 empty] | 65221
Arecont Vision | Arecont AV1255AMIR |  | ● | * | ● | * | * | * | ● | ● |  | * | [5 empty] | 65221
Arecont Vision | Arecont AV1255AMIR-H |  | ● | * | ● | * | * | * | ● | ● |  | * | [5 empty] | 65221
Arecont Vision | Arecont AV1255DN |  | ● | * | ● | * | * | * | ● | ● |  | * | [5 empty] | 65221
Arecont Vision | Arecont AV1255DN-H |  | ● | * | ● | * | * | * | ● | ● |  | * | [5 empty] | 65221
Arecont Vision | Arecont AV12585 | ◆ | ● | * | ● | * | * | * | ● | ● | * | *
Arecont Vision | Arecont AV12585PM | ◆ | ● | * | ● | * | * | * | ● | ● | * | * | [5 empty] | 65221
Arecont Vision | Arecont AV12586 | ◆ | ● | * | ● | * | * | * | ● | ● | * | *
Arecont Vision | Arecont AV12586PM | ◆ | ● | * | ● | * | * | * | ● | ● | * | * | [5 empty] | 65221
Arecont Vision | Arecont AV1355 |  | ● | * | ● | * | * | * | ● | ● | * | *
Arecont Vision | Arecont AV1355-16 |  | ● | * | ● | * | * | * | ● | ● | * | *
Arecont Vision | Arecont AV1355-16HK |  | ● | * | ● | * | * | * | ● | ● | * | *
Arecont Vision | Arecont AV1355-1HK |  | ● | * | ● | * | * | * | ● | ● | * | *
Arecont Vision | Arecont AV1355DN |  | ● | * | ● | * | * | * | ● | ● | * | *
Arecont Vision | Arecont AV1355DN-16 |  | ● | * | ● | * | * | * | ● | ● | * | *
Arecont Vision | Arecont AV1355DN-16HK |  | ● | * | ● | * | * | * | ● | ● | * | *
Arecont Vision | Arecont AV1355DN-1HK |  | ● | * | ● | * | * | * | ● | ● | * | *
Arecont Vision | Arecont AV1455DN |  | ● | * | ● | * | * | * | ● | ● | * | *
Arecont Vision | Arecont AV1455DN-F |  | ● | * | ● | * | * | * | ● | ● | * | *
Arecont Vision | Arecont AV1455DN-NL |  | ● | * | ● | * | * | * | ● | ● | * | *
Arecont Vision | Arecont AV1455DN-S |  | ● | * | ● | * | * | * | ● | ● | * | *
Arecont Vision | Arecont AV20175 |  | ● | * | ● | * | * | * | ● | ● |  | *
Arecont Vision | Arecont AV20175DN-08 | ◆ | ● | * | ● | * | * | * | ● | ● |  | *
Arecont Vision | Arecont AV20175DN-28 | ◆ | ● | * | ● | * | * | * | ● | ● |  | *
Arecont Vision | Arecont AV20175DN-NL | ◆ | ● | * | ● | * | * | * | ● | ● |  | *
Arecont Vision | Arecont AV20185 |  | ● | * | ● | * | * | * | ● | ● |  | *
Arecont Vision | Arecont AV20185CO |  | ● | * | ● | * | * | * | ● | ● |  | *
Arecont Vision | Arecont AV20185CO-HB | ◆ | ● | * | ● | * | * | * | ● | ● |  | *
Arecont Vision | Arecont AV20185DN |  | ● | * | ● | * | * | * | ● | ● |  | *
Arecont Vision | Arecont AV20185DN-HB |  | ● | * | ● | * | * | * | ● | ● |  | *
Arecont Vision | Arecont AV20275 |  | ● | * | ● | * | * | * | ● | ● |  | *
Arecont Vision | Arecont AV20275DN-08 |  | ● | * | ● | * | * | * | ● | ● |  | *
Arecont Vision | Arecont AV20275DN-28 |  | ● | * | ● | * | * | * | ● | ● |  | *
Arecont Vision | Arecont AV20275DN-NL |  | ● | * | ● | * | * | * | ● | ● |  | *
Arecont Vision | Arecont AV20365 |  | ● | * | ● | * | * | * | ● | ● |  | *
Arecont Vision | Arecont AV20365CO |  | ● | * | ● | * | * | * | ● | ● |  | *
Arecont Vision | Arecont AV20365CO-HB |  | ● | * | ● | * | * | * | ● | ● |  | *
Arecont Vision | Arecont AV20365DN |  | ● | * | ● | * | * | * | ● | ● |  | *
Arecont Vision | Arecont AV20365DN-HB |  | ● | * | ● | * | * | * | ● | ● |  | *
Arecont Vision | Arecont AV20585 | ◆ | ● | * | ● | * | * | * | ● | ● |  | *
Arecont Vision | Arecont AV20585PM | ◆ | ● | * | ● | * | * | * | ● | ● |  | *
Arecont Vision | Arecont AV2115 |  | ● | * | ● | * | * | * | ● | ● | * | *
Arecont Vision | Arecont AV2115AI |  | ● | * | ● | * | * | * | ● | ● | * | *
Arecont Vision | Arecont AV2115DN |  | ● | * | ● | * | * | * | ● | ● | * | *
Arecont Vision | Arecont AV2116 |  | ● | * | ● | * | * | * | ● | ● | * | *
Arecont Vision | Arecont AV2116DN |  | ● | * | ● | * | * | * | ● | ● | * | *
Arecont Vision | Arecont AV2145 |  | ● | * | ● | * | * | * | ● | ● |  | *
Arecont Vision | Arecont AV2145DN-3310-D |  | ● | * | ● | * | * | * | ● | ● |  | *
Arecont Vision | Arecont AV2145DN-3310-DA |  | ● | * | ● | * | * | * | ● | ●
Arecont Vision | Arecont AV2145DN-3310-DA-LG |  | ● | * | ● | * | * | * | ● | ●
Arecont Vision | Arecont AV2145DN-3310-D-LG |  | ● | * | ● | * | * | * | ● | ● |  | *
Arecont Vision | Arecont AV2145DN-3310-W |  | ● | * | ● | * | * | * | ● | ● |  | *
Arecont Vision | Arecont AV2145DN-3310-WA |  | ● | * | ● | * | * | * | ● | ●
Arecont Vision | Arecont AV2146 |  | ● | * | ● | * | * | * | ● | ● |  | *
Arecont Vision | Arecont AV2146DN-3310-D |  | ● | * | ● | * | * | * | ● | ● |  | *
Arecont Vision | Arecont AV2146DN-3310-D-LG |  | ● | * | ● | * | * | * | ● | ● |  | *
Arecont Vision | Arecont AV2146DN-3310-W |  | ● | * | ● | * | * | * | ● | ● |  | *
Arecont Vision | Arecont AV2225 |  | ● | * | ● | * | * | * | ● | ● |  | *
Arecont Vision | Arecont AV2225PMIR |  | ● | * | ● | * | * | * | ● | ● |  | *
Arecont Vision | Arecont AV2225PMIR-S |  | ● | * | ● | * | * | * | ● | ● |  | *
Arecont Vision | Arecont AV2225PMIR-SA |  | ● | * | ● | * | * | * | ● | ●
Arecont Vision | Arecont AV2225PMTIR |  | ● | * | ● | * | * | * | ● | ● |  | *
Arecont Vision | Arecont AV2225PMTIR-S |  | ● | * | ● | * | * | * | ● | ● |  | *
Arecont Vision | Arecont AV2226 |  | ● | * | ● | * | * | * | ● | ● |  | *
Arecont Vision | Arecont AV2226PMIR |  | ● | * | ● | * | * | * | ● | ● |  | *
Arecont Vision | Arecont AV2226PMIR-S |  | ● | * | ● | * | * | * | ● | ● |  | *
Arecont Vision | Arecont AV2226PMTIR |  | ● | * | ● | * | * | * | ● | ● |  | *
Arecont Vision | Arecont AV2226PMTIR-S |  | ● | * | ● | * | * | * | ● | ● |  | *
Arecont Vision | Arecont AV2246 |  | ● | * | ● | * | * | * | ● | ● |  | *
Arecont Vision | Arecont AV2246PM-D |  | ● | * | ● | * | * | * | ● | ● |  | *
Arecont Vision | Arecont AV2246PM-D-LG |  | ● | * | ● | * | * | * | ● | ● |  | *
Arecont Vision | Arecont AV2246PM-W |  | ● | * | ● | * | * | * | ● | ● |  | *
Arecont Vision | Arecont AV2255 |  | ● | * | ● | * | * | * | ● | ● |  | *
Arecont Vision | Arecont AV2255AM |  | ● | * | ● | * | * | * | ● | ● |  | *
Arecont Vision | Arecont AV2255AM-A |  | ● | * | ● | * | * | * | ● | ● |  | *
Arecont Vision | Arecont AV2255AM-AH |  | ● | * | ● | * | * | * | ● | ● |  | *
Arecont Vision | Arecont AV2255AM-H |  | ● | * | ● | * | * | * | ● | ● |  | *
Arecont Vision | Arecont AV2255AMIR |  | ● | * | ● | * | * | * | ● | ● |  | *
Arecont Vision | Arecont AV2255AMIR-A |  | ● | * | ● | * | * | * | ● | ● |  | *
Arecont Vision | Arecont AV2255AMIR-AH |  | ● | * | ● | * | * | * | ● | ● |  | *
Arecont Vision | Arecont AV2255AMIR-H |  | ● | * | ● | * | * | * | ● | ● |  | *
Arecont Vision | Arecont AV2255DN |  | ● | * | ● | * | * | * | ● | ● |  | *
Arecont Vision | Arecont AV2255DN-H |  | ● | * | ● | * | * | * | ● | ● |  | *
Arecont Vision | Arecont AV2255PMTIR-H |  | ● | * | ● | * | * | * | ● | ● |  | *
Arecont Vision | Arecont AV2256 |  |  | * | ● | * | * | * | ● | ● |  | *
Arecont Vision | Arecont AV2256DN |  |  | * | ● | * | * | * | ● | ● |  | *
Arecont Vision | Arecont AV2256PM |  |  | * | ● | * | * | * | ● | ● |  | *
Arecont Vision | Arecont AV2256PMIR |  |  | * | ● | * | * | * | ● | ● |  | *
Arecont Vision | Arecont AV2256PMTIR |  |  | * | ● | * | * | * | ● | ● |  | *
Arecont Vision | Arecont AV2455DN |  | ● | * | ● | * | * | * | ● | ● | * | *
Arecont Vision | Arecont AV2455DN-F |  | ● | * | ● | * | * | * | ● | ● | * | *
Arecont Vision | Arecont AV2455DN-NL |  | ● | * | ● | * | * | * | ● | ● | * | *
Arecont Vision | Arecont AV2455DN-S |  | ● | * | ● | * | * | * | ● | ● | * | *
Arecont Vision | Arecont AV2456DN |  | ● | * | ● | * | * | * | ● | ● | * | *
Arecont Vision | Arecont AV2456DN-F |  | ● | * | ● | * | * | * | ● | ● | * | *
Arecont Vision | Arecont AV2456DN-NL |  | ● | * | ● | * | * | * | ● | ● | * | *
Arecont Vision | Arecont AV2456DN-S |  | ● | * | ● | * | * | * | ● | ● | * | *
Arecont Vision | Arecont AV2555 |  | ● | * | ● | * | * | * | ● | ● |  | *
Arecont Vision | Arecont AV2555DN-F |  | ● | * | ● | * | * | * | ● | ● |  | *
Arecont Vision | Arecont AV2555DN-S |  | ● | * | ● | * | * | * | ● | ● |  | *
Arecont Vision | Arecont AV2555DN-S-NL |  | ● | * | ● | * | * | * | ● | ● |  | *
Arecont Vision | Arecont AV2555-F-NL |  | ● | * | ● | * | * | * | ● | ● |  | *
Arecont Vision | Arecont AV2556 |  | ● | * | ● | * | * | * | ● | ● |  | *
Arecont Vision | Arecont AV2556DN-F |  | ● | * | ● | * | * | * | ● | ● |  | *
Arecont Vision | Arecont AV2556DN-F-NL |  | ● | * | ● | * | * | * | ● | ● |  | *
Arecont Vision | Arecont AV2556DN-S |  | ● | * | ● | * | * | * | ● | ● |  | *
Arecont Vision | Arecont AV2556DN-S-NL |  | ● | * | ● | * | * | * | ● | ● |  | *
Arecont Vision | Arecont AV3115 |  | ● | * | ● | * | * | * | ● | ● | * | *
Arecont Vision | Arecont AV3115DN |  |  | * | ● | * | * | * | ● | ● | * | *
Arecont Vision | Arecont AV3115DNAIv1 |  | ● | * | ● | * | * | * | ● | ● | * | *
Arecont Vision | Arecont AV3115DNv1 |  | ● | * | ● | * | * | * | ● | ● | * | *
Arecont Vision | Arecont AV3115v1 |  | ● | * | ● | * | * | * | ● | ● | * | *
Arecont Vision | Arecont AV3116 |  | ● | * | ● | * | * | * | ● | ● | * | *
Arecont Vision | Arecont AV3116DN |  | ● | * | ● | * | * | * | ● | ● | * | *
Arecont Vision | Arecont AV3125 |  | ● | * | ● | * | * | * | ● | ● | * | *
Arecont Vision | Arecont AV3125DNv1 |  | ● | * | ● | * | * | * | ● | ● | * | *
Arecont Vision | Arecont AV3125IRv1 |  | ● | * | ● | * | * | * | ● | ● | * | *
Arecont Vision | Arecont AV3145 |  | ● | * | ● | * | * | * | ● | ● | * | *
Arecont Vision | Arecont AV3145DN-3310-D |  | ● | * | ● | * | * | * | ● | ● | * | *
Arecont Vision | Arecont AV3145DN-3310-D-LG |  | ● | * | ● | * | * | * | ● | ● | * | *
Arecont Vision | Arecont AV3145DN-3310-W |  | ● | * | ● | * | * | * | ● | ● | * | *
Arecont Vision | Arecont AV3146 |  | ● | * | ● | * | * | * | ● | ● |  | *
Arecont Vision | Arecont AV3146DN-3310-D |  | ● | * | ● | * | * | * | ● | ● |  | *
Arecont Vision | Arecont AV3146DN-3310-DA |  | ● | * | ● | * | * | * | ● | ●
Arecont Vision | Arecont AV3146DN-3310-DA-LG |  | ● | * | ● | * | * | * | ● | ●
Arecont Vision | Arecont AV3146DN-3310-D-LG |  | ● | * | ● | * | * | * | ● | ● |  | *
Arecont Vision | Arecont AV3146DN-3310-W |  | ● | * | ● | * | * | * | ● | ● |  | *
Arecont Vision | Arecont AV3146DN-3310-WA |  | ● | * | ● | * | * | * | ● | ●
Arecont Vision | Arecont AV3225 |  | ● | * | ● | * | * | * | ● | ● |  | *
Arecont Vision | Arecont AV3225PMIR |  | ● | * | ● | * | * | * | ● | ● |  | *
Arecont Vision | Arecont AV3225PMIR-S |  | ● | * | ● | * | * | * | ● | ● |  | *
Arecont Vision | Arecont AV3225PMTIR |  | ● | * | ● | * | * | * | ● | ● |  | *
Arecont Vision | Arecont AV3225PMTIR-S |  | ● | * | ● | * | * | * | ● | ● |  | *
Arecont Vision | Arecont AV3226 |  | ● | * | ● | * | * | * | ● | ● |  | *
Arecont Vision | Arecont AV3226PMIR |  | ● | * | ● | * | * | * | ● | ● |  | *
Arecont Vision | Arecont AV3226PMIR-S |  | ● | * | ● | * | * | * | ● | ● |  | *
Arecont Vision | Arecont AV3226PMIR-SA |  | ● | * | ● | * | * | * | ● | ●
Arecont Vision | Arecont AV3226PMTIR |  | ● | * | ● | * | * | * | ● | ● |  | *
Arecont Vision | Arecont AV3236PMTIR-S |  | ● | * | ● | * | * | * | ● | ● | * | *
Arecont Vision | Arecont AV3255 |  | ● | * | ● | * | * | * | ● | ● |  | *
Arecont Vision | Arecont AV3255AM |  | ● | * | ● | * | * | * | ● | ● |  | *
Arecont Vision | Arecont AV3255AM-H |  | ● | * | ● | * | * | * | ● | ● |  | *
Arecont Vision | Arecont AV3255AMIR |  | ● | * | ● | * | * | * | ● | ● |  | *
Arecont Vision | Arecont AV3255AMIR-H |  | ● | * | ● | * | * | * | ● | ● |  | *
Arecont Vision | Arecont AV3255DN |  | ● | * | ● | * | * | * | ● | ● |  | *
Arecont Vision | Arecont AV3255DN-H |  | ● | * | ● | * | * | * | ● | ● |  | *
Arecont Vision | Arecont AV3255PMTIR-H |  | ● | * | ● | * | * | * | ● | ● |  | *
Arecont Vision | Arecont AV3256 |  | ● | * | ● | * | * | * | ● | ● |  | *
Arecont Vision | Arecont AV3256DN |  | ● | * | ● | * | * | * | ● | ● |  | *
Arecont Vision | Arecont AV3256PM |  | ● | * | ● | * | * | * | ● | ● |  | *
Arecont Vision | Arecont AV3256PM-A |  | ● | * | ● | * | * | * | ● | ●
Arecont Vision | Arecont AV3256PMIR |  | ● | * | ● | * | * | * | ● | ● |  | *
Arecont Vision | Arecont AV3256PMIR-A |  | ● | * | ● | * | * | * | ● | ●
Arecont Vision | Arecont AV3256PMTIR |  | ● | * | ● | * | * | * | ● | ● |  | *
Arecont Vision | Arecont AV3555 |  | ● | * | ● | * | * | * | ● | ● |  | *
Arecont Vision | Arecont AV3555DN-F |  | ● | * | ● | * | * | * | ● | ● |  | *
Arecont Vision | Arecont AV3555DN-F-NL |  | ● | * | ● | * | * | * | ● | ● |  | *
Arecont Vision | Arecont AV3555DN-S |  | ● | * | ● | * | * | * | ● | ● |  | *
Arecont Vision | Arecont AV3555DN-S-NL |  | ● | * | ● | * | * | * | ● | ● |  | *
Arecont Vision | Arecont AV40185 |  | ● | * | ● | * | * | * | ● | ● |  | *
Arecont Vision | Arecont AV40185CO |  | ● | * | ● | * | * | * | ● | ● |  | *
Arecont Vision | Arecont AV40185CO-HB |  | ● | * | ● | * | * | * | ● | ● |  | *
Arecont Vision | Arecont AV5115 |  | ● | * | ● | * | * | * | ● | ● | * | * | [5 empty] | 65218
Arecont Vision | Arecont AV5115DNAIv1 |  | ● | * | ● | * | * | * | ● | ● | * | * | [5 empty] | 65218
Arecont Vision | Arecont AV5115DNv1 |  | ● | * | ● | * | * | * | ● | ● | * | * | [5 empty] | 65218
Arecont Vision | Arecont AV5115v1 |  | ● | * | ● | * | * | * | ● | ● | * | * | [5 empty] | 65218
Arecont Vision | Arecont AV5125 |  | ● | * | ● | * | * | * | ● | ● | * | *
Arecont Vision | Arecont AV5125DNv1 |  | ● | * | ● | * | * | * | ● | ● | * | *
Arecont Vision | Arecont AV5125IRv1 |  | ● | * | ● | * | * | * | ● | ● | * | *
Arecont Vision | Arecont AV5145 |  | ● | * | ● | * | * | * | ● | ● |  | *
Arecont Vision | Arecont AV5145AV5145DN-3310-D-LG |  | ● | * | ● | * | * | * | ● | ● |  | *
Arecont Vision | Arecont AV5145DN-3310-D |  | ● | * | ● | * | * | * | ● | ● |  | *
Arecont Vision | Arecont AV5145DN-3310-W |  | ● | * | ● | * | * | * | ● | ● |  | *
Arecont Vision | Arecont AV5145DN-3310-WA |  | ● | * | ● | * | * | * | ● | ●
Arecont Vision | Arecont AV5225 |  | ● | * | ● | * | * | * | ● | ● |  | *
Arecont Vision | Arecont AV5225PMIR |  | ● | * | ● | * | * | * | ● | ● |  | *
Arecont Vision | Arecont AV5225PMIR-S |  | ● | * | ● | * | * | * | ● | ● |  | *
Arecont Vision | Arecont AV5225PMIR-SA |  | ● | * | ● | * | * | * | ● | ●
Arecont Vision | Arecont AV5225PMTIR |  | ● | * | ● | * | * | * | ● | ● |  | *
Arecont Vision | Arecont AV5225PMTIR-S |  | ● | * | ● | * | * | * | ● | ● |  | *
Arecont Vision | Arecont AV5255 |  | ● | * | ● | * | * | * | ● | ● |  | *
Arecont Vision | Arecont AV5255AM |  | ● | * | ● | * | * | * | ● | ● |  | *
Arecont Vision | Arecont AV5255AM-A |  | ● | * | ● | * | * | * | ● | ●
Arecont Vision | Arecont AV5255AM-AH |  | ● | * | ● | * | * | * | ● | ●
Arecont Vision | Arecont AV5255AM-H |  | ● | * | ● | * | * | * | ● | ● |  | *
Arecont Vision | Arecont AV5255AMIR |  | ● | * | ● | * | * | * | ● | ● |  | *
Arecont Vision | Arecont AV5255AMIR-A |  | ● | * | ● | * | * | * | ● | ●
Arecont Vision | Arecont AV5255AMIR-AH |  | ● | * | ● | * | * | * | ● | ●
Arecont Vision | Arecont AV5255AMIR-H |  | ● | * | ● | * | * | * | ● | ● |  | *
Arecont Vision | Arecont AV5255DN |  | ● | * | ● | * | * | * | ● | ● |  | *
Arecont Vision | Arecont AV5255DN-H |  | ● | * | ● | * | * | * | ● | ● |  | *
Arecont Vision | Arecont AV5255PMTIR-H |  | ● | * | ● | * | * | * | ● | ● |  | *
Arecont Vision | Arecont AV5455DN |  | ● | * | ● | * | * | * | ● | ● | * | *
Arecont Vision | Arecont AV5455DN-F |  | ● | * | ● | * | * | * | ● | ● | * | *
Arecont Vision | Arecont AV5455DN-NL |  | ● | * | ● | * | * | * | ● | ● | * | *
Arecont Vision | Arecont AV5455DN-S |  | ● | * | ● | * | * | * | ● | ● | * | *
Arecont Vision | Arecont AV5555 |  | ● | * | ● | * | * | * | ● | ● |  | *
Arecont Vision | Arecont AV5555DN-F |  | ● | * | ● | * | * | * | ● | ● |  | *
Arecont Vision | Arecont AV5555DN-F-NL |  | ● | * | ● | * | * | * | ● | ● |  | *
Arecont Vision | Arecont AV5555DN-S |  | ● | * | ● | * | * | * | ● | ● |  | *
Arecont Vision | Arecont AV5555DN-S-NL |  | ● | * | ● | * | * | * | ● | ● |  | *
Arecont Vision | Arecont AV5585 | ◆ | ● | * | ● | * | * | * | ● | ● |  | *
Arecont Vision | Arecont AV5585PM | ◆ | ● | * | ● | * | * | * | ● | ● |  | *
Arecont Vision | Arecont AV8185 |  | ● | * | ● | * | * | * | ● | ● |  | *
Arecont Vision | Arecont AV8185CO |  | ● | * | ● | * | * | * | ● | ● |  | *
Arecont Vision | Arecont AV8185CO-HB |  | ● | * | ● | * | * | * | ● | ● |  | *
Arecont Vision | Arecont AV8185DN | ◆ | ● | * | ● | * | * | * | ● | ● |  | *
Arecont Vision | Arecont AV8185DN-HB | ◆ | ● | * | ● | * | * | * | ● | ● |  | *
Arecont Vision | Arecont AV8365 |  | ● | * | ● | * | * | * | ● | ● |  | *
Arecont Vision | Arecont AV8365CO |  | ● | * | ● | * | * | * | ● | ● |  | *
Arecont Vision | Arecont AV8365CO-HB |  | ● | * | ● | * | * | * | ● | ● |  | *
Arecont Vision | Arecont AV8365DN |  | ● | * | ● | * | * | * | ● | ● |  | *
Arecont Vision | Arecont AV8365DN-HB |  | ● | * | ● | * | * | * | ● | ● |  | *
Avigilon | (DIGIEVER NVR supports Avigilon cameras with ONVIF)
Avigilon | Avigilon 1.0-H3-B1 |  |  |  | ● | * | * | * | ● | ● |  | ●
Avigilon | Avigilon 1.0-H3-B2 |  |  |  | ● | * | * | * | ● | ● |  | ●
Avigilon | Avigilon 1.0-H3-B3 |  |  |  | ● | * | * | * | ● | ● |  | ●
Avigilon | Avigilon 1.0-H3-D1 |  |  |  | ● | * | * | * | ● | ● |  | ●
Avigilon | Avigilon 1.0-H3-D1-IR |  |  |  | ● | * | * | * | ● | ● |  | ●
Avigilon | Avigilon 1.0-H3-D2 |  |  |  | ● | * | * | * | ● | ● |  | ●
Avigilon | Avigilon 1.0-H3-DC1 |  |  |  | ● | * | * | * | ● | ● |  | ●
Avigilon | Avigilon 1.0-H3-DC2 |  |  |  | ● | * | * | * | ● | ● |  | ●
Avigilon | Avigilon 1.0-H3-DO1 |  |  |  | ● | * | * | * | ● | ● |  | ●
Avigilon | Avigilon 1.0-H3-DO1-IR |  |  |  | ● | * | * | * | ● | ● |  | ●
Avigilon | Avigilon 1.0-H3-DO2 |  |  |  | ● | * | * | * | ● | ● |  | ●
Avigilon | Avigilon 1.0-H3-DP1 |  |  |  | ● | * | * | * | ● | ● |  | ●
Avigilon | Avigilon 1.0-H3-DP2 |  |  |  | ● | * | * | * | ● | ● |  | ●
Avigilon | Avigilon 1.0-H3M-DO1 |  |  |  | ● | * | * | * | ● | ● |  | ●
Avigilon | Avigilon 1.0W-H3-BO1-IR |  |  |  | ● | * | * | * | ● | ● |  | ●
Avigilon | Avigilon 1.0W-H3-BO2-IR |  |  |  | ● | * | * | * | ● | ● |  | ●
Avigilon | Avigilon 1.0W-H3PTZ-DC20 |  |  |  | ● | * | ● | ● | ● | ● |  | ● |  |  |  |  | Moving Speed(PTZ)
Avigilon | Avigilon 1.0W-H3PTZ-DP20 |  |  |  | ● | * | ● | ● | ● | ● |  | ● |  |  |  |  | Moving Speed(PTZ)
Avigilon | Avigilon 1.3-H3-B2 |  |  |  | ● | * | * | * | ● | ● |  | ●
Avigilon | Avigilon 1.3-H3-D1 |  |  |  | ● | * | * | * | ● | ● |  | ●
Avigilon | Avigilon 1.3-H3-DC1 |  |  |  | ● | * | * | * | ● | ● |  | ●
Avigilon | Avigilon 1.3-H3-DO1 |  |  |  | ● | * | * | * | ● | ● |  | ●
Avigilon | Avigilon 1.3-H3-DP1 |  |  |  | ● | * | * | * | ● | ● |  | ●
Avigilon | Avigilon 2.0-H3-B1 |  |  |  | ● | * | * | * | ● | ● |  | ●
Avigilon | Avigilon 2.0-H3-B2 |  |  |  | ● | * | * | * | ● | ● |  | ●
Avigilon | Avigilon 2.0-H3-B3 |  |  |  | ● | * | * | * | ● | ● |  | ●
Avigilon | Avigilon 2.0-H3-D1 |  |  |  | ● | * | * | * | ● | ● |  | ●
Avigilon | Avigilon 2.0-H3-D1-IR |  |  |  | ● | * | * | * | ● | ● |  | ●
Avigilon | Avigilon 2.0-H3-D2 |  |  |  | ● | * | * | * | ● | ● |  | ●
Avigilon | Avigilon 2.0-H3-DC1 |  |  |  | ● | * | * | * | ● | ● |  | ●
Avigilon | Avigilon 2.0-H3-DC2 |  |  |  | ● | * | * | * | ● | ● |  | ●
Avigilon | Avigilon 2.0-H3-DO1 |  |  |  | ● | * | * | * | ● | ● |  | ●
Avigilon | Avigilon 2.0-H3-DO1-IR |  |  |  | ● | * | * | * | ● | ● |  | ●
Avigilon | Avigilon 2.0-H3-DO2 |  |  |  | ● | * | * | * | ● | ● |  | ●
Avigilon | Avigilon 2.0-H3-DP1 |  |  |  | ● | * | * | * | ● | ● |  | ●
Avigilon | Avigilon 2.0-H3-DP2 |  |  |  | ● | * | * | * | ● | ● |  | ●
Avigilon | Avigilon 2.0-H3M-DO1 |  |  |  | ● | * | * | * | ● | ● |  | ●
Avigilon | Avigilon 2.0W-H3-BO1-IR |  |  |  | ● | * | * | * | ● | ● |  | ●
Avigilon | Avigilon 2.0W-H3-BO2-IR |  |  |  | ● | * | * | * | ● | ● |  | ●
Avigilon | Avigilon 2.0W-H3PTZ-DC20 |  |  |  | ● | * | ● | ● | ● | ● |  | ● |  |  |  |  | Moving Speed(PTZ)
Avigilon | Avigilon 2.0W-H3PTZ-DP20 |  |  |  | ● | * | ● | ● | ● | ● |  | ● |  |  |  |  | Moving Speed(PTZ)
Avigilon | Avigilon 3.0W-H3-B2 |  |  |  | ● | * | * | * | ● | ● |  | ●
Avigilon | Avigilon 3.0W-H3-B3 |  |  |  | ● | * | * | * | ● | ● |  | ●
Avigilon | Avigilon 3.0W-H3-BO1-IR |  |  |  | ● | * | * | * | ● | ● |  | ●
Avigilon | Avigilon 3.0W-H3-BO2-IR |  |  |  | ● | * | * | * | ● | ● |  | ●
Avigilon | Avigilon 3.0W-H3-D1 |  |  |  | ● | * | * | * | ● | ● |  | ●
Avigilon | Avigilon 3.0W-H3-D1-IR |  |  |  | ● | * | * | * | ● | ● |  | ●
Avigilon | Avigilon 3.0W-H3-D2 |  |  |  | ● | * | * | * | ● | ● |  | ●
Avigilon | Avigilon 3.0W-H3-DC1 |  |  |  | ● | * | * | * | ● | ● |  | ●
Avigilon | Avigilon 3.0W-H3-DC2 |  |  |  | ● | * | * | * | ● | ● |  | ●
Avigilon | Avigilon 3.0W-H3-DO1 |  |  |  | ● | * | * | * | ● | ● |  | ●
Avigilon | Avigilon 3.0W-H3-DO1-IR |  |  |  | ● | * | * | * | ● | ● |  | ●
Avigilon | Avigilon 3.0W-H3-DO2 |  |  |  | ● | * | * | * | ● | ● |  | ●
Avigilon | Avigilon 3.0W-H3-DP1 |  |  |  | ● | * | * | * | ● | ● |  | ●
Avigilon | Avigilon 3.0W-H3-DP2 |  |  |  | ● | * | * | * | ● | ● |  | ●
Avigilon | Avigilon 5.0-H3-B2 |  |  |  | ● | * | * | * | ● | ● |  | ●
Avigilon | Avigilon 5.0-H3-B3 |  |  |  | ● | * | * | * | ● | ● |  | ●
Avigilon | Avigilon 5.0-H3-BO1-IR |  |  |  | ● | * | * | * | ● | ● |  | ●
Avigilon | Avigilon 5.0-H3-BO2-IR |  |  |  | ● | * | * | * | ● | ● |  | ●
Avigilon | Avigilon 5.0-H3-D1 |  |  |  | ● | * | * | * | ● | ● |  | ●
Avigilon | Avigilon 5.0-H3-D1-IR |  |  |  | ● | * | i | * | ● | ● |  | ●
Avigilon | Avigilon 5.0-H3-D2 |  |  |  | ● | * | * | * | ● | ● |  | ●
Avigilon | Avigilon 5.0-H3-DC1 |  |  |  | ● | * | * | * | ● | ● |  | ●
Avigilon | Avigilon 5.0-H3-DC2 |  |  |  | ● | * | * | * | ● | ● |  | ●
Avigilon | Avigilon 5.0-H3-DO1 |  |  |  | ● | * | * | * | ● | ● |  | ●
Avigilon | Avigilon 5.0-H3-DO1-IR |  |  |  | ● | * | * | * | ● | ● |  | ●
Avigilon | Avigilon 5.0-H3-DO2 |  |  |  | ● | * | * | * | ● | ● |  | ●
Avigilon | Avigilon 5.0-H3-DP1 |  |  |  | ● | * | * | * | ● | ● |  | ●
Avigilon | Avigilon 5.0-H3-DP2 |  |  |  | ● | * | * | * | ● | ● |  | ●
Avigilon | Avigilon 6.0C-H5A-B2 |  |  | * | ● |  | * |  | ● | ● | ● | ● | * |  |  |  |  | 4.10.0.24
Avigilon | Avigilon H3-BO-JB |  |  |  | ● | * | * | * | ● | ● |  | ●
Avigilon | Avigilon H3-DC-PNL |  |  |  | ● | * | * | * | ● | ● |  | ●
Avigilon | Avigilon H3-DC-SMOKE |  |  |  | ● | * | * | * | ● | ● |  | ●
Avigilon | Avigilon H3-DOP-SMOKE |  |  |  | ● | * | * | * | ● | ● |  | ●
Avigilon | Avigilon H3-D-SMOKE |  |  |  | ● | * | * | * | ● | ● |  | ●
Avigilon | Avigilon H3PTZ-DC-CLEAR |  |  |  | ● | * | ● | ● | ● | ● |  | ● |  |  |  |  | Moving Speed(PTZ)
Avigilon | Avigilon H3PTZ-DC-PNL |  |  |  | ● | * | ● | ● | ● | ● |  | ● |  |  |  |  | Moving Speed(PTZ)
Avigilon | Avigilon H3PTZ-DC-SMOKE |  |  |  | ● | * | ● | ● | ● | ● |  | ● |  |  |  |  | Moving Speed(PTZ)
Avigilon | Avigilon H3PTZ-DP-CLEAR |  |  |  | ● | * | ● | ● | ● | ● |  | ● |  |  |  |  | Moving Speed(PTZ)
Avigilon | Avigilon H3PTZ-DP-SMOKE |  |  |  | ● | * | ● | ● | ● | ● |  | ● |  |  |  |  | Moving Speed(PTZ)
Avigilon | Avigilon MNT-AD-POLE |  |  |  | ● | * | ● | ● | ● | ● |  | ● |  |  |  |  | Moving Speed(PTZ)
Avigilon | Avigilon MNT-PEND-WALL |  |  |  | ● | * | ● | ● | ● | ● |  | ● |  |  |  |  | Moving Speed(PTZ)
AVTech | AVTech cameras
AVTech | AVTech AVM311 |  | ● |  | ● | * | * | * | ● | ● |  | ●
AVTech | AVTech AVM317A |  | ● |  | ● | * | * | * | ● | ● |  | ●
AVTech | AVTech AVM328A |  | ● |  | ● | * | * | * | ● | ● |  | ●
AVTech | AVTech AVM328ZBN/F38 |  | ● |  | ● | * | * | * | ● | ● |  | ● | [5 empty] | 1042-1026-1030-1008
AVTech | AVTech AVM357A |  | ● |  | ● | * | * | * | ● | ● |  | ●
AVTech | AVTech AVM357ZAN/F38 |  | ● |  | ● | * | * | * | ● | ● |  | ● | [5 empty] | 1048-1027-1033-1008
AVTech | AVTech AVM359 |  | ● |  | ● | * | * | * | ● | ● |  | ●
AVTech | AVTech AVM365A |  | ● |  | ● | * | * | * | ● | ● |  | ●
AVTech | AVTech AVM417A |  | ● |  | ● | * | * | * | ● | ● |  | ●
AVTech | AVTech AVM428B |  | ● |  | ● | * | * | * | ● | ● |  | ●
AVTech | AVTech AVM428ZBN/F38 |  | ● |  | ● | * | * | * | ● | ● |  | ●
AVTech | AVTech AVM457A |  | ● |  | ● | * | * | * | ● | ● |  | ●
AVTech | AVTech AVM457ZAN/F38 |  | ● |  | ● | * | * | * | ● | ● |  | ●
AVTech | AVTech AVM459A |  | ● |  | ● | * | * | * | ● | ● |  | ●
AVTech | AVTech AVM500 |  | ● |  | ● | * | * | * | ● | ● |  | ●
AVTech | AVTech AVM521 |  | ● |  | ● | * | * | * | ● | ● |  | ●
AVTech | AVTech AVM521B |  |  | * | ● | * | * | * | ● | ● | ● | ● | [5 empty] | 1089-1033-1046-1020
AVTech | AVTech AVM521CEIL |  |  | * | ● | * | * | * | ● | ● | ● | ● | [5 empty] | 1089-1033-1047-1020
AVTech | AVTech AVM521WD |  | ● | * | ● | * | * | * | ● | ● |  | * | [5 empty] | 1067-1026-1035-1014
AVTech | AVTech AVM542 |  | ● |  | ● | * | * | * | ● | ● |  | ●
AVTech | AVTech AVM552 |  | ● |  | ● | * | * | * | ● | ● |  | ●
AVTech | AVTech AVM552B |  | ● | * | ● | * | * | * | ● | ● |  | * | [5 empty] | 1055-1025-1030-1014
AVTech | AVTech AVM561 |  | ● |  | ● | * | * | * | ● | ● |  | ●
AVTech | AVTech AVM565A |  | ● |  | ● | * | * | * | ● | ● |  | ●
AVTech | AVTech AVM571N/10X |  |  | * | ● | * | ● | ● | ● | ● |  | * | [5 empty] | 1049-1024-1028-1014-A5
AVTech | AVTech AVM583 |  |  | * | ● | * | ● | ● | ● | ● |  | * | [5 empty] | 1049-1024-1028-1014-B3A6
AVTech | AVTech AVN80XZ(US)/F70-TW |  | ● |  | ● | * | * | * | ● | ● |  | ● | [5 empty] | 3020-2017-1001-1000
AVTech | AVTech AVN812Z(US)/F38-TW |  | ● |  | ● | * | * | * | ● | ● |  | ● | [5 empty] | 1046-1027-1032-1008
AVTech | AVTech AVN813ZA(US)/F38-TW |  | ● |  | ● | * | * | * | ● | ● |  | ●
Airflying | Airflying cameras
Airflying | Airflying AF-V5032MP28-1C |  | * | * | ● | ● | * | * | ● | ● | * | * | * | ● |  |  |  | V5.7.0 build 221221
Airflying | Airflying IPC-C7905MP2812-C |  | * | * | ● | ● | * | ● | ● | ● | * | * | * |  |  |  |  | Firmware version:IPCAM_V4.04.76.211011 ONVIF version:V2.6
Airflying | Airflying TI-2FD2636-15 |  | * | * | ● | ● | * | * | ● | ● | ● | ● | * | * | 4, 10 |  |  | V5.5.58 build 220727
Airflying | Airflying 16882-AIR |  | * | * | ● | ● | * | * | ● | ● | ● | ● | * | ● | 1, 4, 9 |  |  | V31.35.8.2.3.1_230526
BAISHENG | (DIGIEVER NVR supports BAISHENG cameras cameras with ONVIF)
BAISHENG | BAISHENG BS M1105 |  | * | * | ● | * | * | * | * | ● | * | * | [5 empty] | V2.3.5 build 2017-03-28 17:08:40
BAISHENG | BAISHENG BS M1115 |  | * | * | ● | * | * | * | * | ● | * | * | [5 empty] | V2.3.5 build 2017-03-28 17:08:40
BAISHENG | BAISHENG BS M1205 |  | * | * | ● | * | * | * | * | ● | * | * | [5 empty] | V2.3.5 build 2017-03-28 17:08:40
BAISHENG | BAISHENG BS M1215 |  | * | * | ● | * | * | * | * | ● | * | * | [5 empty] | V2.3.5 build 2017-03-28 17:08:40
BAISHENG | BAISHENG BS M3305 |  | * | * | ● | * | * | * | * | ● | * | * | [5 empty] | V2.3.5 build 2017-03-28 17:08:40
BAISHENG | BAISHENG BS M3315 |  | * | * | ● | * | * | * | * | ● | * | * | [5 empty] | V2.3.5 build 2017-03-28 17:08:40
Basler | Basler cameras
Basler | Basler BIP2-2500c |  | ● |  | ● | * | * | * |  | ● |  | * | [5 empty] | 3.12.0
Basler | Basler BIP2-2500c-dn |  | ● |  | ● | * | * | * |  | ● |  | * | [5 empty] | 3.12.0
Basler | Basler BIP2-640c |  | ● |  | ● | * | * | * |  | ● |  | * | [5 empty] | 3.12.0
Basler | Basler BIP2-640c-dn |  | ● |  | ● | * | * | * |  | ● |  | * | [5 empty] | 3.12.0
Belkin | Belkin cameras
Belkin | Belkin LCAB03VLNOD |  | ● |  | ● | * | * | * | ● | ● | ● | ●
Belkin | Belkin LCAD03FLN |  | ● |  | ● | * | * | * | ● | ● | ● | ●
Belkin | Belkin LCAD03VLNOD |  | ● |  | ● | * | * | * | ● | ● | ● | ●
Belkin | Belkin LCAM0336OD |  | ● |  | ● | * | * | * | ● | ● | ● | ●
BGT | (DIGIEVER NVR supports BGT cameras cameras with ONVIF)
BGT | BGT N9030 H-P |  | * | * | ● |  | * | * | * | ● | * | ●
BlueEyes | BlueEyes cameras
BlueEyes | BlueEyes BE-1103 |  | ● | ● | ● | * | * | * | ● | ● | * | ●
BlueEyes | BlueEyes BE-1104W |  | ● | ● | ● | * | * | * | ● | ● | * | ●
Buffalo | Buffalo cameras
Buffalo | Buffalo WNC01WH |  | ● | ● | ● | * | * | * | ● | ● | ● | ●
Brickcom | Brickcom cameras
Brickcom | Brickcom CB-100Ae |  | ● | ● | ● | * | * | * | ● | ● | * | ●
Brickcom | Brickcom CB-100Ae-VGA |  | ● | ● | ● | * | * | * | ● | ● | * | ●
Brickcom | Brickcom CB-100AP |  | ● | ● | ● | * | * | * | ● | ● | * | ●
Brickcom | Brickcom CB-101Ap |  | ● | ● | ● | * | * | * | ● | ● | ● | ●
Brickcom | Brickcom CB-102Ae |  | ● | ● | ● | * | * | * | ● | ● | ● | ●
Brickcom | Brickcom CB-102Ap |  | ● | ● | ● | * | * | * | ● | ● | ● | ●
Brickcom | Brickcom CB-200Ap |  | ● | ● | ● | * | * | * | ● | ● | ● | ●
Brickcom | Brickcom CB-202Ap |  | ● | ● | ● | * | * | * | ● | ● | ● | ●
Brickcom | Brickcom CB-300Ap |  | ● | ● | ● | * | * | * | ● | ● | ● | ●
Brickcom | Brickcom CB-302Ap |  | ● | ● | ● | * | * | * | ● | ● | ● | ●
Brickcom | Brickcom CB-500Ap |  | ● | ● | ● | * | * | * | ● | ● | ● | ●
Brickcom | Brickcom CB-500Ap-360 | ⓟ | ● | ● | ● | * | * | * | ● | ● | ● | ●
Brickcom | Brickcom CB-500Ap-360P | ⓟⓢ | ● | ● | ● | * | * | * | ● | ● | ● | ●
Brickcom | Brickcom CB-502Ap |  | ● | ● | ● | * | * | * | ● | ● | ● | ●
Brickcom | Brickcom FB-100Ae |  | ● | ● | ● | * | * | * | ● | ● | ● | ●
Brickcom | Brickcom FB-100AP |  | ● | ● | ● | * | * | * | ● | ● | ● | ●
Brickcom | Brickcom FB-130Ae |  | ● | ● | ● | * | * | * | ● | ● | ● | ●
Brickcom | Brickcom FB-130Np |  | ● | ● | ● | * | * | * | ● | ● | ● | ● | [5 empty] | v3.1.0.9
Brickcom | Brickcom FB-200Np |  | ● | ● | ● | * | * | * | ● | ● | ● | ●
Brickcom | Brickcom FB-300Ap |  | ● | ● | ● | * | * | * | ● | ● | ● | ●
Brickcom | Brickcom FB-300Np |  | ● | ● | ● | * | * | * | ● | ● | ● | ● | [5 empty] | v3.2.3.2C32
Brickcom | Brickcom FB-500Ap |  | ● | ● | ● | * | * | * | ● | ● | ● | ●
Brickcom | Brickcom FB-H200Np WDRPro |  | ● | ● | ● | * | * | * | ● | ● | ● | ●
Brickcom | Brickcom FB-H300Np StarPlus |  | ● | ● | ● | * | * | * | ● | ● | ● | ●
Brickcom | Brickcom FD-100Ae |  | ● | ● | ● | * | * | * | ● | ● | ● | ●
Brickcom | Brickcom FD-100AP |  | ● | ● | * | * | * | * | ● | ● | ● | ●
Brickcom | Brickcom FD-130Ae |  | ● | ● | ● | * | * | * | ● | ● | ● | ●
Brickcom | Brickcom FD-130Ap |  | ● | ● | ● | * | * | * | ● | ● | ● | ● | [5 empty] | v3.1.0.8
Brickcom | Brickcom FD-130Np |  | ● | ● | ● | * | * | ● | ● | ● | ● | ●
Brickcom | Brickcom FD-131Af |  | ● | ● | ● | * | * | * | ● | ● | ● | ● | [5 empty] | v3.2.2.6
Brickcom | Brickcom FD-200Ap |  | ● | ● | ● | * | * | * | ● | ● | ● | ●
Brickcom | Brickcom FD-200NE |  | ● | ● | ● | * | * | * | ● | ● | ● | ●
Brickcom | Brickcom FD-200Np |  | ● | ● | ● | * | * | ● | ● | ● | ● | ●
Brickcom | Brickcom FD-201Af |  | ● | ● | ● | * | * | * | ● | ● | ● | ●
Brickcom | Brickcom FD-202Ap |  | ● | ● | ● | * | * | * | ● | ● | ● | ●
Brickcom | Brickcom FD-202Np |  | ● | ● | ● | * | * | * | ● | ● | ● | ●
Brickcom | Brickcom FD-300Ap |  | ● | ● | ● | * | * | * | ● | ● | ● | ●
Brickcom | Brickcom FD-300Np |  | ● | ● | ● | * | * | * | ● | ● | ● | ● | [5 empty] | v3.1.0.9
Brickcom | Brickcom FD-301Af |  | ● | ● | ● | * | * | * | ● | ● | ● | ●
Brickcom | Brickcom FD-302Ap |  | ● | ● | ● | * | * | * | ● | ● | ● | ●
Brickcom | Brickcom FD-500Ae |  | ● | * | ● | * | * | * | ● | ● | ● | ●
Brickcom | Brickcom FD-500Ap |  | ● | ● | ● | * | * | ● | ● | ● | ● | ●
Brickcom | Brickcom FD-501Af |  | ● | ● | ● | * | * | ● | ● | ● | ● | ●
Brickcom | Brickcom FD-502Ap |  | ● | ● | ● | * | * | ● | ● | ● | ● | ●
Brickcom | Brickcom GOB-100Ap |  | ● | ● | ● | * | * | * | ● | ● | ● | ● | [5 empty] | v3.1.0.9
Brickcom | Brickcom GOB-130Np |  | ● | ● | ● | * | * | * | ● | ● | ● | ●
Brickcom | Brickcom GOB-132Np |  | ● | ● | ● | * | * | * | ● | ● | ● | ●
Brickcom | Brickcom GOB-200Np |  | ● | ● | ● | * | * | * | ● | ● | ● | ●
Brickcom | Brickcom GOB-300Ap |  | ● | ● | ● | * | * | * | ● | ● | ● | ●
Brickcom | Brickcom GOB-300Np |  | ● | ● | ● | * | * | * | ● | ● | ● | ●
Brickcom | Brickcom GOB-302Ap |  | ● | ● | ● | * | * | * | ● | ● | ● | ●
Brickcom | Brickcom GOB-302Np |  | ● | ● | ● | * | * | * | ● | ● | ● | ●
Brickcom | Brickcom GOB-500Ap |  | ● | ● | ● | * | * | * | ● | ● | ● | ●
Brickcom | Brickcom GOB-502Ap |  | ● | ● | ● | * | * | * | ● | ● | ● | ●
Brickcom | Brickcom MB-130Ap |  | ● | ● | ● | * | * | * | ● | ● | ● | ●
Brickcom | Brickcom MB-200Ap |  | ● | ● | ● | * | * | * | ● | ● | ● | ●
Brickcom | Brickcom MB-300Ap |  | ● | ● | ● | * | * | * | ● | ● | ● | ●
Brickcom | Brickcom MB-500Ap |  | ● | ● | ● | * | * | * | ● | ● | * | ●
Brickcom | Brickcom MD-100Ae |  | ● | ● | ● | * | * | * | ● | ● | * | ● | [5 empty] | v3.1.0.8
Brickcom | Brickcom MD-100Ap |  | ● | ● | ● | * | * | * | ● | ● | * | ●
Brickcom | Brickcom MD-200Ap |  | ● | ● | ● | * | * | * | ● | ● | * | ●
Brickcom | Brickcom MD-200Np |  | ● | ● | ● | * | * | * | ● | ● | * | ● | [5 empty] | v3.2.2.7
Brickcom | Brickcom MD-200Np-S V2 |  | ● | ● | ● | * | * | * | ● | ● | * | ●
Brickcom | Brickcom MD-300Ap |  | ● | ● | ● | * | * | * | ● | ● | * | ●
Brickcom | Brickcom MD-300Ap-360P | ⓟⓢ | ● | ● | ● | * | * | * | ● | ● | * | ●
Brickcom | Brickcom MD-300Np |  | ● | ● | ● | * | * | * | ● | ● | * | ● | [5 empty] | v3.2.2.7
Brickcom | Brickcom MD-300Np-360P | ⓟⓢ | ● | ● | ● | * | * | * | ● | ● | * | ● | [5 empty] | v3.2.2.7
Brickcom | Brickcom MD-500Ad |  | ● | ● | ● | * | * | * | ● | ● | * | ●
Brickcom | Brickcom MD-500Ap |  | ● | ● | ● | * | * | * | ● | ● | * | ●
Brickcom | Brickcom MD-500Ap-360P | ⓟⓢ | ● | ● | ● | * | * | * | ● | ● | * | ● | [5 empty] | v3.1.0.7
Brickcom | Brickcom MD-H600Np-360 DN |  | ● | ● | ● | * | * | * | ● | ● | ● | ●
Brickcom | Brickcom MD-H600NP-360P SE | ⓟⓒⓢ |  | * | ● | ● | * | * | * | ● | ● | ● |  |  | 5, 6, 7, 8 |  |  | v3.5.0804.1004.195.1.31.0.2
Brickcom | Brickcom MD-H600p-360 | ⓟⓢ | ● | * | ● | * | * | * | ● | ● | ● | ●
Brickcom | Brickcom OB-100Ae |  | ● | ● | ● | * | * | * | ● | ● | ● | ●
Brickcom | Brickcom OB-100Ap |  | ● | ● | ● | * | * | ● | ● | ● | ● | ●
Brickcom | Brickcom OB-130Ae |  | ● | ● | ● | * | * | * | ● | ● | ● | ● | [5 empty] | v3.2.2.4
Brickcom | Brickcom OB-130Af |  | ● | ● | ● | * | * | * | ● | ● | ● | ●
Brickcom | Brickcom OB-130Np |  | ● | ● | ● | * | * | ● | ● | ● | ● | ●
Brickcom | Brickcom OB-200Af |  | ● | ● | ● | * | * | * | ● | ● | ● | ●
Brickcom | Brickcom OB-200Ap |  | ● | ● | ● | * | * | * | ● | ● | ● | ●
Brickcom | Brickcom OB-200NE |  | ● | ● | ● | * | * | * | ● | ● | ● | ●
Brickcom | Brickcom OB-200Nf |  | ● | ● | ● | * | * | * | ● | ● | * | *
Brickcom | Brickcom OB-200Np |  | ● | ● | ● | * | * | ● | ● | ● | ● | ●
Brickcom | Brickcom OB-200Np-LR WDRPro-20X |  | ● | ● | ● | * | ● | ● | ● | ● | ● | ●
Brickcom | Brickcom OB-202Ae |  | ● | ● | ● | * | * | * | ● | ● | ● | ●
Brickcom | Brickcom OB-202Ap |  | ● | ● | ● | * | * | * | ● | ● | ● | ●
Brickcom | Brickcom OB-202Ne |  | ● | ● | ● | * | * | * | ● | ● | ● | ●
Brickcom | Brickcom OB-202Np |  | ● | ● | ● | * | * | * | ● | ● | ● | ●
Brickcom | Brickcom OB-300Af |  | ● | ● | ● | * | * | * | ● | ● | ● | ●
Brickcom | Brickcom OB-300Ap |  | ● | ● | ● | * | * | * | ● | ● | ● | ●
Brickcom | Brickcom OB-300Ne |  | ● | ● | ● | * | * | * | ● | ● | ● | ●
Brickcom | Brickcom OB-300Nf |  | ● | ● | ● | * | * | * | ● | ● | * | *
Brickcom | Brickcom OB-300Np |  | ● | ● | ● | * | * | ● | ● | ● | ● | ●
Brickcom | Brickcom OB-302Ae |  | ● | ● | ● | * | * | * | ● | ● | ● | ●
Brickcom | Brickcom OB-302Ap |  | ● | ● | ● | * | * | * | ● | ● | ● | ●
Brickcom | Brickcom OB-302Ne |  | ● | ● | ● | * | * | * | ● | ● | ● | ●
Brickcom | Brickcom OB-302Np |  | ● | ● | ● | * | * | * | ● | ● | ● | ●
Brickcom | Brickcom OB-400Af |  | ● | ● | ● | * | * | * | ● | ● | ● | ●
Brickcom | Brickcom OB-500Ae |  | ● | * | ● | * | * | * | ● | ● | ● | ●
Brickcom | Brickcom OB-500Af |  | ● | ● | ● | * | * | * | ● | ● | ● | ●
Brickcom | Brickcom OB-500Ap |  | ● | ● | ● | * | * | * | ● | ● | ● | ●
Brickcom | Brickcom OB-502Ae |  | ● | ● | ● | * | ● | * | ● | ● | * | ● | [5 empty] | v3.1.0.9
Brickcom | Brickcom OB-502Ap |  | ● | ● | ● | * | ● | * | ● | ● | * | ● | [5 empty] | v3.1.0.9
Brickcom | Brickcom OB-E200Af |  | ● | ● | ● | * | * | * | ● | ● | * | ● | [5 empty] | v3.5.0.2
Brickcom | Brickcom OB-E200Nf |  | ● | ● | ● | * | * | * | ● | ● | ● | ● | [5 empty] | v3.5.0.2
Brickcom | Brickcom OB-E400Af |  | ● | * | ● | * | * | * | ● | ● | * | ●
Brickcom | Brickcom OB-E500Nf SE |  |  | * | ● | ● | * | * | ● | ● | * | * | [5 empty] | 43.7.104.76-r3
Brickcom | Brickcom OB-H200Np WDRPro |  | ● | ● | ● | * | * | * | ● | ● | ● | ●
Brickcom | Brickcom OB-H200NP-WDRPRO-H.265 |  |  | * | ● | ● | ● | ● | ● | ● | ● | ● |  |  | 5, 6, 7, 8 |  |  | v3.5.0804.1004.195.1.31.7.1
Brickcom | Brickcom OSD-040D/E |  |  |  | ● | * | ● | ● | ● | ● | ● | ●
Brickcom | Brickcom OSD-200A-20XP |  |  | * | ● | ● | ● | ● | ● | ● | ● | ● |  |  | 5, 6, 7, 8 |  |  | v3.5.0804.1004.195.1.31.7.1
Brickcom | Brickcom OSD-200AP |  | ● | ● | ● | * | ● | ● | ● | ● | * | ● | [5 empty] | gk20130710NSA
Brickcom | Brickcom OSD-200Np 30X |  | ● | ● | ● | * | ● | ● | ● | ● | ● | ●
Brickcom | Brickcom OSD-200Np-S 30X |  |  | * | ● | ● | ● | ● | * | * | ● | ● | ● |  |  |  |  | 7.3.3.587
Brickcom | Brickcom PH-100Ah Kit |  | ● | ● | ● | * | * | * | ● | ● | ● | ●
Brickcom | Brickcom PZ-040D/E |  | ● | ● | ● | * | * | * | ● | ● | ● | ●
Brickcom | Brickcom VD-100Ae |  | ● | ● | ● | * | * | * | ● | ● | ● | ●
Brickcom | Brickcom VD-100Ap |  | ● | ● | ● | * | * | * | ● | ● | ● | ●
Brickcom | Brickcom VD-130Ae |  | ● | ● | ● | * | * | * | ● | ● | ● | ●
Brickcom | Brickcom VD-130Af |  | ● | ● | ● | * | * | * | ● | ● | ● | ●
Brickcom | Brickcom VD-130Ap |  | ● | ● | ● | * | * | * | ● | ● | ● | ●
Brickcom | Brickcom VD-130Np |  | ● | ● | ● | * | * | ● | ● | ● | ● | ●
Brickcom | Brickcom VD-131Af |  | ● | ● | ● | * | * | * | ● | ● | ● | ●
Brickcom | Brickcom VD-132Np |  | ● | ● | ● | * | * | * | ● | ● | ● | ●
Brickcom | Brickcom VD-200Af |  | ● | ● | ● | * | * | * | ● | ● | * | ●
Brickcom | Brickcom VD-200Ap |  | ● | ● | ● | * | * | * | ● | ● | ● | ●
Brickcom | Brickcom VD-200NE |  | ● | ● | ● | * | * | * | ● | ● | ● | ●
Brickcom | Brickcom VD-200Nf |  | ● | ● | ● | * | * | * | ● | ● | * | ●
Brickcom | Brickcom VD-200Np |  | ● | ● | ● | * | * | ● | ● | ● | ● | ●
Brickcom | Brickcom VD-201Af |  | ● | ● | ● | * | * | * | ● | ● | ● | ●
Brickcom | Brickcom VD-202Ap |  | ● | ● | ● | * | * | * | ● | ● | ● | ●
Brickcom | Brickcom VD-202Np |  | ● | ● | ● | * | * | * | ● | ● | ● | ●
Brickcom | Brickcom VD-300Af |  | ● | ● | ● | * | * | ● | ● | ● | * | ●
Brickcom | Brickcom VD-300Af-360P | ⓟⓢ | ● | ● | ● | * | * | ● | ● | ● | ● | ●
Brickcom | Brickcom VD-300Ap |  | ● | ● | ● | * | * | ● | ● | ● | ● | ●
Brickcom | Brickcom VD-300Nf |  | ● | ● | ● | * | * | * | ● | ● | * | ● | [5 empty] | v3.2.2.7
Brickcom | Brickcom VD-300Nf-360P | ⓟⓢ | ● | ● | ● | * | * | * | ● | ● | ● | ●
Brickcom | Brickcom VD-300Np |  | ● | ● | ● | * | * | * | ● | ● | ● | ●
Brickcom | Brickcom VD-301Af |  | ● | ● | ● | * | * | * | ● | ● | ● | ●
Brickcom | Brickcom VD-302Ap |  | ● | ● | ● | * | * | * | ● | ● | ● | ●
Brickcom | Brickcom VD-302Ne |  | ● | ● | ● | * | * | * | ● | ● | ● | ●
Brickcom | Brickcom VD-302Np |  | ● | ● | ● | * | * | * | ● | ● | ● | ●
Brickcom | Brickcom VD-400Af |  | ● | ● | ● | * | * | * | ● | ● | ● | ●
Brickcom | Brickcom VD-500Ae |  | ● | * | ● | * | * | * | ● | ● | ● | ●
Brickcom | Brickcom VD-500Af |  | ● | ● | ● | * | * | ● | ● | ● | * | ●
Brickcom | Brickcom VD-500Af-360P | ⓟⓢ | ● | ● | ● | * | * | * | ● | ● | ● | ●
Brickcom | Brickcom VD-500Ap |  | ● | ● | ● | * | * | ● | ● | ● | ● | ●
Brickcom | Brickcom VD-501Af |  | ● | ● | ● | * | * | ● | ● | ● | ● | ●
Brickcom | Brickcom VD-502Ae |  | ● | * | ● | * | * | * | ● | ● | ● | ●
Brickcom | Brickcom VD-502Ap |  | ● | ● | ● | * | * | * | ● | ● | * | ●
Brickcom | Brickcom VD-E200Af |  | ● | ● | ● | * | * | * | ● | ● | ● | ● | [5 empty] | v3.5.0.2
Brickcom | Brickcom VD-E200Nf |  | ● | ● | ● | * | * | * | ● | ● | * | ● | [5 empty] | v3.5.0.2
Brickcom | Brickcom VD-E400Af |  | ● | * | ● | * | * | * | ● | ● | * | ●
Brickcom | Brickcom VD-E400AP SE |  |  | * | ● | ● | * | ● | ● | ● | ● | ● |  |  | 5, 6, 7, 8 |  |  | v3.5.0804.1004.195.1.31.7.1
Brickcom | Brickcom WCB-00Ap |  | ● | ● | ● | * | * | * | ● | ● | ● | ●
Brickcom | Brickcom WCB-100Ae |  | ● | ● | ● | * | * | * | ● | ● | * | ●
Brickcom | Brickcom WCB-100Ae-VGA |  | ● | ● | ● | * | * | * | ● | ● | * | ●
Brickcom | Brickcom WCB-100Ap |  | ● | ● | ● | * | * | * | ● | ● | * | ●
Brickcom | Brickcom WCB-200AF |  | ● | ● | ● | * | * | * | ● | ● | ● | ●
Brickcom | Brickcom WCB-200Ap |  | ● | ● | ● | * | * | * | ● | ● | ● | ●
Brickcom | Brickcom WCB-300Ap |  | ● | ● | ● | * | * | * | ● | ● | ● | ●
Brickcom | Brickcom WCB-500Ap |  | ● | ● | ● | * | * | * | ● | ● | ● | ●
Brickcom | Brickcom WCB-502Ap |  | ● | ● | ● | * | * | * | ● | ● | ● | ●
Brickcom | Brickcom WFB-100Ae |  | ● | ● | ● | * | * | * | ● | ● | ● | ●
Brickcom | Brickcom WFB-100AP |  | ● | ● | ● | * | * | * | ● | ● | ● | ●
Brickcom | Brickcom WFB-130Np |  | ● | ● | ● | * | * | * | ● | ● | ● | ●
Brickcom | Brickcom WFB-300Ap |  | ● | ● | ● | * | * | * | ● | ● | ● | ●
Brickcom | Brickcom WMB-130Ap |  | ● | ● | ● | * | * | * | ● | ● | ● | ●
Brickcom | Brickcom WMB-200Ap |  | ● | ● | ● | * | * | * | ● | ● | ● | ●
Brickcom | Brickcom WMB-300Ap |  | ● | ● | ● | * | * | * | ● | ● | ● | ●
Brickcom | Brickcom WMB-500Ap |  | ● | ● | ● | * | * | * | ● | ● | ● | ●
Brickcom | Brickcom WOB-100Ae |  | ● | ● | ● | * | * | * | ● | ● | ● | ●
Brickcom | Brickcom WOB-100Ap |  | ● | ● | ● | * | * | * | ● | ● | ● | ●
Brickcom | Brickcom WOB-130Np |  | ● | ● | ● | * | * | * | ● | ● | ● | ●
Brickcom | Brickcom WOB-200Ap |  | ● | ● | ● | * | * | * | ● | ● | ● | ●
Brickcom | Brickcom WOB-200Np |  | ● | ● | ● | * | * | * | ● | ● | ● | ●
Brickcom | Brickcom WOB-300Ap |  | ● | ● | ● | * | * | * | ● | ● | ● | ●
Brickcom | Brickcom WOB-300Np |  | ● | ● | ● | * | * | * | ● | ● | ● | ●
Brickcom | Brickcom WOB-302Ap |  | ● | ● | ● | * | * | * | ● | ● | ● | ●
Brickcom | Brickcom WOB-302Np |  | ● | ● | ● | * | * | * | ● | ● | ● | ●
Brickcom | Brickcom WOB-500Ap |  | ● | ● | ● | * | * | * | ● | ● | ● | ●
Brickcom | Brickcom WOB-502Ap |  | ● | ● | ● | * | * | * | ● | ● | ● | ●
Brickcom | Brickcom Video Server
Brickcom | Brickcom VB-03 |  | * | * | ● | * | * | * | ● | * | ● | ● | [5 empty] | v3.2.3.4B
Brickcom | Brickcom VS-01Ap |  |  |  | ● | * | * | * | ● | ● | * | ●
Brickcom | Brickcom VS-04A |  |  |  | ● | * | ● | * | ● | ● | ● | ● | [5 empty] | v3.5.2.22
Brickcom | Brickcom WVS-01Ap |  |  |  | ● | * | * | * | ● | ● | * | ●
Brickcom | Brickcom Joystick
Brickcom | Brickcom IP Desktop |  | * | * | * | * | ● | ● | * | * | * | *
Brickcom | Brickcom SMC-71 |  | * | * | * | * | ● | ● | * | * | * | *
Bosch | Bosch cameras
Bosch | Bosch AUTODOME IP 4000i |  |  | * | ● | ● | ● | ● | ● | ● | ● | ● | * |  |  |  |  | 6.51.0026 (26500651) *Only support same video format between stream1 and stream2
Bosch | Bosch AUTODOME IP 5000i |  |  | * | ● | ● | ● | ● | ● | ● | ● | ● | * |  |  |  |  | 6.51.0026 (26500651) *Only support same video format between stream1 and stream2
Bosch | Bosch DINION NBC-455 |  |  | * | ● | * | * | * | ● | ● |  | ●
Bosch | Bosch DINION NBN-498 |  |  | * | ● | * | * | * | ● | ● |  | ●
Bosch | Bosch DINION NBN-921 |  |  | * | ● | * | * | * | ● | ● |  | ●
Bosch | Bosch FLEXIDOME NDC-455 |  |  | * | ● | * | * | * | ● | ● |  | ●
Bosch | Bosch FLEXIDOME NDN-498 |  |  | * | ● | * | * | * | ● | ● |  | ●
Bosch | Bosch FLEXIDOME NDN-921 |  |  | * | ● | * | * | * | ● | ● |  | ●
Bosch | Bosch FLEXIDOME panoramic 5100i IR | ⓟⓒⓢ | * | * | ● | ● | * | * | ● | ● | ● | ● | * | * |  |  |  | 8.51.0009(09000851)
Bosch | Bosch MIC IP starlight 7000i |  | * | * | ● | ● | ● | ● | ● | ● | * | * | * | * |  |  | Wiper, IR Lamp, WhiteLED | 7.87.0029 (29500787)
Bosch | BOSCH MIC IP starlight 7100i |  | * | * | ● | ● | ● | ● | ● | ● | * | * | * | * |  |  | Wiper, IR Lamp, WhiteLED | 7.87.0029 (29500787)
Bosch | BOSCH MIC-7522-Z30WR |  | * | * | ● | ● | ● | ● | ● | ● | * | * | * | * |  |  | Wiper, IR Lamp, WhiteLED | 7.87.0029 (29500787)
Bosch | Bosch NBC 255-P |  |  | * | ● | * | * | * | ● | ● |  | ●
Bosch | Bosch NBC 255-W |  |  | * | ● | * | * | * | ● | ● |  | ●
Bosch | Bosch NBC 265-P |  |  | * | ● | * | * | * | ● | ● |  | ●
Bosch | Bosch NBC 265-W |  |  | * | ● | * | * | * | ● | ● |  | ●
Bosch | Bosch NBC 455-xxP |  |  | * | ● | * | * | * | ● | ● |  | ●
Bosch | Bosch NBC-225 |  |  | * | ● | * | * | * | ● | ● |  | ●
Bosch | Bosch NBC-255 |  |  | * | ● | * | * | * | ● | ● |  | ●
Bosch | Bosch NBC-265 |  |  | * | ● | * | * | * | ● | ● |  | ●
Bosch | Bosch NBN 498-xxP |  |  | * | ● | * | * | * | ● | ● |  | ●
Bosch | Bosch NBN 832V-IP |  |  | * | ● | * | * | * | ● | ● |  | ●
Bosch | Bosch NBN 832V-P |  |  | * | ● | * | * | * | ● | ● |  | ●
Bosch | Bosch NBN 921-(3)P |  |  | * | ● | * | * | * | ● | ● |  | ●
Bosch | Bosch NBN 921-(4)IP |  |  | * | ● | * | * | * | ● | ● |  | ●
Bosch | Bosch NBN 921-2P |  |  | * | ● | * | * | * | ● | ● |  | ●
Bosch | Bosch NBN 932V-IP |  |  | * | ● | * | * | * | ● | ● |  | ●
Bosch | Bosch NBN-733 |  |  | * | ● | * | * | * | ● | ● |  | ●
Bosch | Bosch NBN-733V |  |  | * | ● | * | * | * | ● | ● |  | ●
Bosch | Bosch NBN-832 |  |  | * | ● | * | * | * | ● | ● |  | ●
Bosch | Bosch NBN-932 |  | * |  | ● | * | * | * | ● | ● |  | ●
Bosch | Bosch NDC 225-P |  |  | * | ● | * | * | * | ● | ● |  | ●
Bosch | Bosch NDC 225-PI |  |  | * | ● | * | * | * | ● | ● |  | ●
Bosch | Bosch NDC 255-P |  |  | * | ● | * | * | * | ● | ● |  | ●
Bosch | Bosch NDC 265-P |  |  | * | ● | * | * | * | ● | ● |  | ●
Bosch | Bosch NDC 274-P |  |  | * | ● | * | * | * | ● | ● |  | ●
Bosch | Bosch NDC 274-PM |  |  | * | ● | * | * | * | ● | ● |  | ●
Bosch | Bosch NDC 274-PT |  |  | * | ● | * | * | * | ● | ● |  | ●
Bosch | Bosch NDC 284-PT |  |  | * | ● | * | * | * | ● | ● |  | ●
Bosch | Bosch NDC 455V0x-xxP(s) |  |  | * | ● | * | * | * | ● | ● |  | ●
Bosch | Bosch NDC-225 |  |  | * | ● | * | * | * | ● | ● |  | ●
Bosch | Bosch NDC-225-PI |  |  | * | ● | * | * | * | ● | ● |  | ●
Bosch | Bosch NDC-255 |  |  | * | ● | * | * | * | ● | ● |  | ●
Bosch | Bosch NDC-265-P |  |  | * | ● | * | * | * | ● | ● |  | ●
Bosch | Bosch NDC-265-PIO |  |  | * | ● | * | * | * | ● | ● |  | ●
Bosch | Bosch NDC-274-P |  |  | * | ● | * | * | * | ● | ● |  | ●
Bosch | Bosch NDC-284 |  |  | * | ● | * | * | * | ● | ● | * | *
Bosch | Bosch NDC-284-P |  |  | * | ● | * | * | * | ● | ● |  | ●
Bosch | Bosch NDC-284-PT |  |  | * | ● | * | * | * | ● | ● |  | ●
Bosch | Bosch NDN 265-PIO |  |  | * | ● | * | * | * | ● | ● |  | ●
Bosch | Bosch NDN 498-V0x_xxP(s) |  |  | * | ● | * | * | * | ● | ● |  | ●
Bosch | Bosch NDN 832V0x-IP |  |  | * | ● | * | * | * | ● | ● |  | ●
Bosch | Bosch NDN 832V0x-P |  |  | * | ● | * | * | * | ● | ● |  | ●
Bosch | Bosch NDN 921V03-(4)IP(S) |  |  | * | ● | * | * | * | ● | ● |  | ●
Bosch | Bosch NDN 921V03-2x(S) |  |  | * | ● | * | * | * | ● | ● |  | ●
Bosch | Bosch NDN 921V03-xx |  |  | * | ● | * | * | * | ● | ● |  | ●
Bosch | Bosch NDN 932V0x-IP |  |  | * | ● | * | * | * | ● | ● |  | ●
Bosch | Bosch NDN-265-PIO |  |  | * | ● | * | * | * | ● | ● |  | ●
Bosch | Bosch NDN-500xx |  |  | * | ● | * | * | * | ● | ● |  | ●
Bosch | Bosch NDN-733 |  |  | * | ● | * | * | * | ● | ● |  | ●
Bosch | Bosch NDN-932 |  |  | * | ● | * | * | * | ● | ● |  | ●
Bosch | Bosch NEI 30xV05-x3WE |  |  | * | ● | * | * | * | ● | ● |  | ●
Bosch | Bosch NER L2Rx-x |  |  | * | ● | * | * | * | ● | ● |  | ●
Bosch | Bosch NIN-500xx |  |  | * | ● | * | * | * | ● | ● |  | ●
Bosch | Bosch NIN-832 |  |  | * | ● | * | * | * | ● | ● |  | ●
Bosch | Bosch NPC-200xx |  |  | * | ● | * | * | * | ● | ● | * | ●
Bosch | Bosch NTC 255-PI |  |  | * | ● | * | * | * | ● | ● |  | ●
Bosch | Bosch NTC 265-PI |  |  | * | ● | * | * | * | ● | ● |  | ●
Bosch | Bosch NTC-255 |  |  | * | ● | * | * | * | ● | ● |  | ●
Bosch | Bosch NTC-265-PI |  |  | * | ● | * | * | * | ● | ● |  | ●
Bosch | Bosch NTI-40012-V3 |  | * | * | ● | * | * | * | ● | ● | ● | ●
Bosch | Bosch NTI-500xx |  |  | * | ● | * | * | * | ● | ● |  | ●
Bosch | Bosch NUC-200xx |  |  | * | ● | * | * | * | ● | ● | * | ●
Bosch | Bosch NUC-500xx |  |  | * | ● | * | * | * | ● | ● | * | ●
Bosch | Bosch VEZ 2x1-xxxEIVA |  |  | * | ● | * | ● | ● | ● | ● |  | ●
Bosch | Bosch VEZ 2x1-xxxS |  |  | * | ● | * | ● | ● | ● | ● |  | ●
Bosch | Bosch VEZ-211 |  |  | * | ● | * | ● | ● | ● | ● |  | *
Bosch | Bosch VEZ-221 |  |  | * | ● | * | ● | ● | ● | ● |  | *
Bosch | Bosch VG4 Autodome |  |  | * | ● | * | ● | ● | ● | ● |  | ●
Bosch | Bosch VG5 7xx-xxE2 |  |  | * | ● | * | ● | ● | ● | ● |  | ●
Bosch | Bosch VG5 8xx-xxEV |  |  | * | ● | * | ● | ● | ● | ● |  | ●
Bosch | Bosch VG5-7028 |  | * | * | ● | * | ● | ● | ● | ● |  | ●
Bosch | Bosch VG5-7036 |  |  | * | ● | * | ● | ● | ● | ● |  | ●
Bosch | Bosch VG5-7200 |  | * | * | ● | * | ● | ● | ● | ● |  | ●
Bosch | Bosch VG5-7220-EPC4 |  |  | * | ● | * | ● | ● | ● | ● | ● | ●
Bosch | Bosch VG5-7xx |  |  | * | ● | * | ● | ● | ● | ● |  | ●
Bosch | Bosch VG5-825 |  |  | * | ● | * | ● | ● | ● | ● |  | ●
Bosch | Bosch VG5-836 |  |  | * | ● | * | ● | ● | ● | ● |  | ●
Bosch | Bosch VJR 8x1-Ixxx |  |  | * | ● | * | ● | ● | ● | ● |  | ●
Bosch | Bosch VJR F801-IxxV |  |  | * | ● | * | ● | ● | ● | ● |  | ●
Bosch | Bosch VJR-831 |  |  | * | ● | * | ● | ● | ● | ● |  | ●
Bosch | Bosch VJR-F801 |  |  | * | ● | * | ● | ● | ● | ● |  | ●
Bosch | Bosch VOT 320Vxxxx |  |  | * | ● | * | * | * | ● | ● |  | ●
Bosch | Bosch NIN-733-V03P |  |  | * | ● | * | * | ● | ● | ● |  |  | * |  |  |  |  | *Support up to 60FPS 16500585 Model name: FLEXIDOME HD 720p VR
Certis | Certis cameras
Certis | Certis NBV-3700FH |  |  | * | ● | * | * | * | ● | ● | ● | ●
Certis | Certis NBV-3800RFH |  |  | * | ● | * | * | * | ● | ● | ● | ●
Certis | Certis NDF-3100FH-E |  |  | * | ● | * | * | * | ● | ● | * | ●
Certis | Certis NDF-5100FE |  |  | * | ● | * | * | * | ● | ● | * | ●
Certis | Certis NDV-3300RFH-E |  |  | * | ● | * | * | * | ● | ● | ● | ● | [5 empty] | ce20131017NSA
Certis | Certis NSD-7018FH |  |  | * | ● | * |  |  | ● | ● | ● | ●
Certis | Certis NSD-7018FH-IX |  |  | * | ● | * |  |  | ● | ● | ● | ●
Certis | Certis NSD-7020FH |  |  | * | ● | * |  |  | ● | ● | ● | ●
Canon | Canon cameras
Canon | Canon ME20F-SHN |  | ● | * | ● | * | * | * | ● | ● | ● | ● | ● |  |  |  |  | Ver. 1.1.0
Canon | Canon VB-C300 |  | ● |  | * | * | ● | ● | ● | * | ● | [6 empty] | V1.0.0
Canon | Canon VB-C300NA |  | ● | * | * | * | ● | ● | ● | * | * |  | * |  |  |  |  | Ver. 1.1 Rev. 5
Canon | Canon VB-C500 |  | ● |  | * | * | * | * | ● | ● | ● | [6 empty] | V1.0.0
Canon | Canon VB-C60 |  | ● |  | * | * | ● | ● | ● | ● | ● | [6 empty] | 1.1 Rev.3
Canon | Canon VB-H41 |  | ● | * | ● | * | ● | ● | ● | ● | ● | ● | [5 empty] | 1.1.0
Canon | Canon VB-H41B |  | ● | * | ● | * | ● | ● | ● | ● | ● | ●
Canon | Canon VB-H43 |  | ● | * | ● | * | ● | ● | ● | ● | ● | ● |  |  |  |  | Trigger DO x2 | 1.1.2
Canon | Canon VB-H43B |  | ● | * | ● | * | ● | ● | ● | ● | ● | ● |  |  |  |  | Trigger DO x2
Canon | Canon VB-H45 |  | ● | * | ● | * | ● | ● | ● | ● | ● | ● | ● |  |  |  | Trigger DO x2 | 1.0.0
Canon | Canon VB-H45B |  | ● | * | ● | * | ● | ● | ● | ● | ● | ● |  |  |  |  | Trigger DO x2 | V1.0.0
Canon | Canon VB-H47 |  | ● | * | ● | ● | ● | ● | ● | ● (Note 1) | ● | ● | ● |  |  |  | Trigger DO x2 | 1.0.3 1. Users need to enable intelligent function on Cam UI to enable Motion Detection. 2. No Cross Line Detection.
Canon | Canon VB-H610D |  | ● | * | ● | * | * | * | ● | ● | ● | ● |  |  |  |  | Trigger DO x2 | 1.0.0
Canon | Canon VB-H610VE |  | ● | * | ● | * | * | * | ● | ● | ● | ● | ● |  |  |  | Trigger DO x2
Canon | Canon VB-H630D |  | ● | * | ● | * | * | * | ● | ● | ● | ● | ● |  |  |  | Trigger DO x2 | 1.2.2
Canon | Canon VB-H630VE |  | ● | * | ● | * | * | * | ● | ● | ● | ● | ● |  |  |  | Trigger DO x2 | 1.2.2
Canon | Canon VB-H651VE |  | ● | * | ● | * | * | * | ● | ● | ● | ● | ● |  |  |  | Trigger DO x2 | 1.0.0
Canon | Canon VB-H652LVE |  | ● | * | ● | * | * | * | ● | ● | ● | ● | ● |  |  |  | Trigger DO x2 | Ver. 1.2.0
Canon | Canon VB-H710F |  | ● | * | ● | * | * | ● | ● | ● | ● | ● |  |  |  |  | Trigger DO x2 | Ver. 1.0.2
Canon | Canon VB-H730F |  | ● | * | ● | * | * | * | ● | ● | ● | ● |  |  |  |  | Trigger DO x2 | V1.0.0
Canon | Canon VB-H730F Mk II |  | ● | * | ● | * | * | * | ● | ● | ● | ● | ● |  |  |  | Trigger DO x2
Canon | Canon VB-H751LE |  | ● | * | ● | * | * | * | ● | ● | ● | ● | ● |  |  |  | Trigger DO x2 | 1.2.2
Canon | Canon VB-H760VE |  | ● | * | ● | * | * | ● | ● | ● | * | * | * |  |  |  |  | 1.0.0
Canon | Canon VB-H761LVE |  | ● | * | ● | * | * | ● | ● | ● | ● | ● | ● |  |  |  | Trigger DO x2 | Ver. 1.2.3
Canon | Canon VB-M40 |  | ● | * | ● | * | ● | ● | ● | ● | ● | ● | [5 empty] | 1.0.0
Canon | Canon VB-M40B |  | ● | * | ● | * | ● | ● | ● | ● | ● | ● | [5 empty] | 1.0.0
Canon | Canon VB-M42 |  | ● | * | ● | * | ● | ● | ● | ● | ● | ● |  |  |  |  | Trigger DO x2 | 1.1.2
Canon | Canon VB-M44 |  | ● | * | ● | * | ● | ● | ● | ● | ● | ● | ● |  |  |  | Trigger DO x2 | 1.0.0
Canon | Canon VB-M44B |  | ● | * | ● | * | ● | ● | ● | ● | ● | ●
Canon | Canon VB-M46 |  | ● | * | ● | ● | ● | ● | ● | ● (Note 1) | ● | ● | ● |  |  |  | Trigger DO x2 | 1.0.3 1. Users need to enable intelligent function on Cam UI to enable Motion Detection. 2. No Cross Line Detection.
Canon | Canon VB-M50B |  | ● | * | ● | * | ● | ● | ● | ● | ● | ● | ● |  |  |  | Trigger DO x2
Canon | Canon VB-M600D |  | ● | * | ● | * | * | ● | ● | ● | ● | ● | [5 empty] | 1.0.0
Canon | Canon VB-M600VE |  | ● | * | ● | * | * | ● | ● | ● | ● | ●
Canon | Canon VB-M620D |  | ● | * | ● | * | * | * | ● | ● | ● | ● | ● |  |  |  | Trigger DO x2 | 1.1.2
Canon | Canon VB-M620VE |  | ● | * | ● | * | * | * | ● | ● | ● | ● | ● |  |  |  | Trigger DO x2 | 1.1.2
Canon | Canon VB-M640V |  | ● | * | ● | * | * | * | ● | ● | * | * | * |  |  |  |  | 1.0.0
Canon | Canon VB-M640VE |  | ● | * | ● | * | * | * | ● | ● | * | * | * |  |  |  |  | 1.0.0
Canon | Canon VB-M641V |  | ● | * | ● | * | * | * | ● | ● | ● | ● | ● |  |  |  | Trigger DO x2 | V1.0.0
Canon | Canon VB-M641VE |  | ● | * | ● | * | * | * | ● | ● | ● | ● | ● |  |  |  | Trigger DO x2 | V1.0.0
Canon | Canon VB-M700F |  | ● | * | ● | * | * | ● | ● | ● | ● | ● | ● |  |  |  | Trigger DO x2 | V1.0.0
Canon | Canon VB-M720F |  | ● | * | ● | * | * | * | ● | ● | ● | ● | ● |  |  |  | Trigger DO x2 | V1.0.0
Canon | Canon VB-M740E |  | ● | * | ● | * | * | * | ● | ● | * | * | * |  |  |  |  | 1.1.2
Canon | Canon VB-M741LE |  | ● | * | ● | * | * | * | ● | ● | ● | ● | ● |  |  |  | Trigger DO x2 | V1.0.0
Canon | Canon VB-R10VE |  | ● | * | ● | * | ● | ● | ● | ● | * | * | *
Canon | Canon VB-R11 |  | ● | * | ● | * | ● | ● | ● | ● | ● | ● | ● |  |  |  | Trigger DO x2 | V1.0.0
Canon | Canon VB-R11VE |  | ● | * | ● | * | ● | ● | ● | ● | ● | ● | ● |  |  |  | Trigger DO x2 | V1.0.0
Canon | Canon VB-R12VE |  | ● | * | ● | * | ● | ● | ● | ● | * | * | * |  |  |  |  | V1.0.0
Canon | Canon VB-R13 |  | ● | * | ● | * | ● | ● | ● | ● | ● | ● |  |  |  |  | Trigger DO x2 | Ver. 1.2.3
Canon | Canon VB-R13VE |  | ● | * | ● | * | ● | ● | ● | ● | ● | ● | ● |  |  |  | Trigger DO x2 | Ver. 1.2.3
Canon | Canon VB-S30D |  | ● | * | ● | * | ● | ● | ● | ● | ● | ● | * |  |  |  | Trigger DO x1 | 1.1.1
Canon | Canon VB-S30D Mk II |  | ● | * | ● | * | ● | ● | ● | ● | ● | ● | * |  |  |  | Trigger DO x1
Canon | Canon VB-S30VE |  | ● | * | ● | * | ● | ● | ● | ● | ● | ● | ● |  |  |  | Trigger DO x1
Canon | Canon VB-S31D |  | ● | * | ● | * | ● | * | ● | ● | ● | ● | * |  |  |  | Trigger DO x1 | 1.3.3
Canon | Canon VB-S31D Mk II |  | ● | * | ● | * | ● | * | ● | ● | ● | ● | * |  |  |  | Trigger DO x1 | 1.0.0
Canon | Canon VB-S32D |  | ● | * | ● | ● | ● | ● | ● | ● (Note 1) | ● | ● | * |  |  |  | Trigger DO x1 | 1.0.3 1. Users need to enable intelligent function on Cam UI to enable Motion Detection. 2. No Cross Line Detection.
Canon | Canon VB-S32VE |  | ● | * | ● | ● | ● | ● | ● | ● (Note 1) | ● | ● | * |  |  |  | Trigger DO x1 | 1.0.3 1. Users need to enable intelligent function on Cam UI to enable Motion Detection. 2. No Cross Line Detection.
Canon | Canon VB-S800D |  | ● | * | ● | * | * | * | ● | ● | ● | ● | * |  |  |  | Trigger DO x1 | 1.1.1
Canon | Canon VB-S800D Mk II |  | ● | * | ● | * | * | * | ● | ● | ● | ● | * |  |  |  | Trigger DO x1 | 1.0.0
Canon | Canon VB-S800VE |  | ● | * | ● | * | * | * | ● | ● | ● | ● | ● |  |  |  | Trigger DO x1
Canon | Canon VB-S805D |  | ● | * | ● | * | * | * | ● | ● | ● | ● | * |  |  |  | Trigger DO x1 | 1.0.1
Canon | Canon VB-S805D Mk II |  | ● | * | ● | * | * | * | ● | ● | ● | ● | * |  |  |  | Trigger DO x1
Canon | Canon VB-S820D |  | ● | * | ● | ● | * | * | ● | ● | ● | ● | * |  |  |  | Trigger DO x1 | 1.0.0 MPJEG uses camera's stream3 System checks camera event every 6 seconds
Canon | Canon VB-S900F |  | ● | * | ● | * | * | * | ● | ● | ● | ● | * |  |  |  | Trigger DO x1 | 1.1.1
Canon | Canon VB-S900F Mk II |  | ● | * | ● | * | * | * | ● | ● | ● | ● | * |  |  |  | Trigger DO x1 | 1.0.0
Canon | Canon VB-S905F |  | ● | * | ● | * | * | * | ● | ● | ● | ● | * |  |  |  | Trigger DO x1 | 1.0.1
Canon | Canon VB-S905F Mk II |  | ● | * | ● | * | * | * | ● | ● | ● | ● | * |  |  |  | Trigger DO x1 | 1.0.0
Canon | Canon VB-S910F |  | ● | * | ● | * | * | ● | ● | ● | ● | ● | ● |  |  |  | Trigger DO x1 | 1.0.0
Canon | Canon VB-S920F |  | ● | * | ● | ● | * | * | ● | ● | ● | ● | * |  |  |  | Trigger DO x1 | 1.0.0 MPJEG uses camera's stream3 System checks camera event every 6 seconds
Cantonk | (DIGIEVER NVR supports Cantonk cameras with ONVIF)
Cantonk | Cantonk DM-3505Z |  | * | * | ● | * | * | ● | ● | ● | * | * | * |  |  |  |  | SSC338Q_SC500AI_BVH5L3A3T1Q0_W_22.1.04.4
Cantonk | Cantonk KIP-200SL20N |  |  |  | ● | * | * | * | ● | ● |  | ● | [5 empty] | 4.1.51.5
Carina System | (DIGIEVER NVR supports Carina System cameras with ONVIF)
Carina System | Carina System Medical Encoder
Carina System | Carina System NVT-DVI |  |  | * | ● | * | * | * | * | * | * | ● | * |  |  |  |  | 2.1.0.14
Carina System | Carina System NVT-SDI |  |  | * | ● | * | * | * | * | * | * | ● | * |  |  |  |  | 2.1.0.14
Centrix | Centrix cameras
Centrix | Centrix B13H |  | ● | ● | ● | * | * | * | ● | ● | ● | ●
Centrix | Centrix C10 |  | ● | ● | ● | * | * | * | ● | ● | * | ●
Centrix | Centrix C10W |  | ● | ● | ● | * | * | * | ● | ● | * | ●
Centrix | Centrix D10H |  | ● | ● | ● | * | * | * | ● | ● | ● | ●
Centrix | Centrix W13H IR |  | ● | ● | ● | * | * | * | ● | ● | ● | ●
Chiper | Chiper cameras
Chiper | Chiper CPT-MG625-LPR |  | * | * | ● | ● | * | * | ● | ● | ● | ● | * | ● |  |  |  | cp20240329YX-1
(DIGIEVER NVR supports Chiper cameras with ONVIF)
Chiper | Chiper CPT-MG538 |  | ● |  | ● | ● | * | * | ● | ● | * | * | *
CNB | CNB cameras
CNB | CNB IBP5030CR |  |  |  | ● | * | * | * | ● | ● |  | ●
CNB | CNB IDB4110NVF |  |  |  | ● | * | * | * | ● | ● |  | ●
CNB | CNB IDB4110PVF |  |  |  | ● | * | * | * | ● | ● |  | ●
CNB | CNB IDC4000T |  | ● |  | * | * | * | * | ● | ● |  | i
CNB | CNB IDC4050F |  |  | * | ● | * | * | * | ● | ● |  | ● | [5 empty] | "XNET.M1-3.00.13.0204 ActiveX: XNET.M1-1.01.12.1031"
CNB | CNB IDC4050IR |  |  | * | ● | * | * | * | ● | ● |  | ●
CNB | CNB IDC4050VF |  |  | * | ● | * | * | ● | ● | ● |  | ●
CNB | CNB IDC4050VR |  |  | * | ● | * | * | ● | ● | ● |  | ●
CNB | CNB IDP4000VD |  |  |  | ● | * | * | * | ● | ● |  | ●
CNB | CNB IDP4000VR |  |  |  | ● | * | * | * | ● | ● |  | ●
CNB | CNB IDP4030VR |  |  |  | ● | * | * | * | ● | ● |  | ● | [5 empty] | "XNET.A1-2.01.12.0518 ActiveX: XNET.A1-1.1.12.504 Camera: MA1F3VR-02-100203"
CNB | CNB IDP5035VR |  |  | * | ● | * | * | ● | ● | ● |  | ●
CNB | CNB IGB1110NF |  |  |  | ● | * | * | * | ● | ● |  | ●
CNB | CNB IGC2050F |  |  | * | ● | * | * | * | ● | ● |  | ●
CNB | CNB IGP1000F |  |  |  | ● | * | * | * | ● | ● |  | ●
CNB | CNB IGP1030 |  |  |  | ● | * | * | * | ● | ● |  | ●
CNB | CNB IGP2035 |  |  |  | ● | * | * | * | ● | ● |  | ●
CNB | CNB IGP2035F |  |  | * | ● | * | * | * | ● | ● |  | ● | [5 empty] | "XNET.M2-3.00.13.0806 ActiveX: XNET.M2-1.01.12.1031"
CNB | CNB IJB2000 |  |  |  | ● | * | * | * | ● | ● |  | ●
CNB | CNB INS2000 |  |  |  | ● | * | * | * | ● | ● |  | ●
CNB | CNB ISMC1063P |  |  |  | ● | * | * | * | ● | ● |  | ● | [5 empty] | "XNET.A1-1.1.10.126 Local: XPDN.A1-1.1.10.126"
CNB | CNB ISS4032Z28 |  |  | * | ● | * | ● | ● | ● | ● |  | ●
CNB | CNB ITE1030 |  |  | * | ● | * | * | * | ● | ● |  | ●
CNB | CNB IVB4110NVF |  |  |  | ● | * | * | * | ● | ● |  | ●
CNB | CNB IVB4110PVF |  |  |  | ● | * | * | * | ● | ● |  | ●
CNB | CNB IVC4000T |  | ● |  | * | * | * | * | ● | ● | [7 empty] | "XNET.T1-1.0.10.0320 ActiveX: XNET.T1-0.9.10.210"
CNB | CNB IVC5055VR |  |  | * | ● | * | * | ● | ● | ● |  | ●
CNB | CNB IVP4000VR |  |  |  | ● | * | * | * | ● | ● |  | ●
CNB | CNB IVP4030VR |  |  |  | ● | * | * | * | ● | ● |  | ● | [5 empty] | "XNET.A1-2.01.12.0518 ActiveX: XNET.A1-1.1.12.504 Camera: MA1F3VR-00-100118"
CNB | CNB IVP5035VR |  |  | * | ● | * | * | ● | ● | ● |  | ●
CNB | CNB IXC2050IR |  |  | * | ● | * | * |  | ● | ● |  | ●
CNB | CNB IXP3035VR |  |  | * | ● | * | * | ● | ● | ● |  | ●
CNB | CNB NGE2055F |  |  |  | ● | * | * | * | ● | ● |  | ● | [5 empty] | "XNET.N1-2.00.13.0817 ActiveX: XNET.N1-1.02.12.1031"
CNB | (DIGIEVER NVR supports CNB cameras with ONVIF)
CNB | CNB MGC6050F |  |  | * | ● | * | * | * | ● | ● |  | ● | [5 empty] | 1.0.45
CNB | CNB MPC1070PN | ⓟ |  | * | ● | * | * | * | ● | ● |  | ● | [5 empty] | 1.0.45
CPPlus | CPPlus cameras
Cpplus | CPPlus CP-KNC-CV10 |  |  |  | ● | * | * | * | ● | ● |  | ●
Cpplus | CPPlus CP-KNC-CV10W |  |  |  | ● | * | * | * | ● | ● |  | ●
Cpplus | CPPlus CP-RNC-BP20C |  |  |  | ● | * | * | * | ● | ● |  | ●
Cpplus | CPPlus CP-RNC-DP20FL2C |  |  |  | ● | * | * | * | ● | ● |  | ● | [5 empty] | cp20120821NSA
Cpplus | CPPlus CP-RNC-DV10 |  |  |  | ● | * | * | * | ● | ● |  | ● | [5 empty] | cp20120821NSA
Cpplus | CPPlus CP-RNC-DV20 |  |  |  | ● | * | * | * | ● | ● |  | ●
Cpplus | CPPlus CP-RNC-TP20FL3C |  |  |  | ● | * | * | * | ● | ● |  | ●
Cpplus | CPPlus CP-RNP-12D |  |  |  | ● | * | ● | ● | ● | ● |  | ● | [5 empty] | cp20120828ANS
Cpplus | CPPlus CP-RNP-36D |  |  |  | ● | * | ● | ● | ● | ● |  | ●
Cpplus | CPPlus CP-UNC-BP10C |  |  |  | ● | * | * | * | ● | ● |  | ●
Cpplus | CPPlus CP-UNC-BP13C |  |  |  | ● | * | * | * | ● | ● |  | ●
Cpplus | CPPlus CP-UNC-BY20C |  |  |  | ● | * | * | * | ● | ● |  | ● | [5 empty] | 3.000.AT00.0.R, build : 2012-09-24
Cpplus | CPPlus CP-UNC-BY30C |  |  |  | ● | * | * | * | ● | ● |  | ●
Cpplus | CPPlus CP-UNC-DP10 |  |  |  | ● | * | * | * | ● | ● |  | ● | [5 empty] | 3.000.AT00.0.R, build : 2012-09-17
Cpplus | CPPlus CP-UNC-DP10L2C |  |  |  | ● | * | * | * | ● | ● |  | ●
Cpplus | CPPlus CP-UNC-TP10L2C |  |  |  | ● | * | * | * | ● | ● |  | ●
Cpplus | CPPlus CP-UNC-TY20FL2 |  |  |  | ● | * | * | * | ● | ● |  | ●
Cpplus | CPPlus CP-UNC-TY30FL2 |  |  |  | ● | * | * | * | ● | ● |  | ● | [5 empty] | 3.000.AT00.0.R, build : 2012-11-16
Cpplus | CPPlus CP-UNC-TY30FL4 |  |  |  | ● | * | * | * | ● | ● |  | ●
Cpplus | CPPlus CP-UNC-VY20 |  |  |  | ● | * | * | * | ● | ● |  | ●
Cpplus | CPPlus CP-UNC-VY30F |  |  |  | ● | * | * | * | ● | ● |  | ●
Cpplus | CPPlus CP-UNC-VY30FL2 |  |  |  | ● | * | * | * | ● | ● |  | ●
Cpplus | CPPlus CP-UNP-1813 |  |  |  | ● | * | ● | ● | ● | ● |  | ●
Cpplus | CPPlus CP-UNP-1813L10 |  |  |  | ● | * | ● | ● | ● | ● |  | ●
Cpplus | CPPlus CP-UNP-1820 |  |  |  | ● | * | ● | ● | ● | ● |  | ●
Cpplus | CPPlus CP-UNP-1820L10 |  |  |  | ● | * | ● | ● | ● | ● |  | ●
Dahua | Dahua cameras (Dahua FW : 2.211.0000.0.R, build:2013-07-26/ SD series : 2.210.0000.3.R, build:2013-09-22)
Dahua | Dahua DH-IPC-HDW3100 |  |  | * | ● | * | * | * | ● | ● |  | ●
Dahua | Dahua DH-IPC-HFW2231T-ZS-S2 |  | * | * | ● | ● | * | ● | ● | ● | * | * | * | * |  |  |  | System VersionV2.820.0000000.45.R, Build Date: 2022-03-31 ONVIF Version21.06(V3.1.0.1170003)
Dahua | Dahua DH-SD22204UEN-GN |  | * | * | ● | ● | ● | ● | ● | ● | * | ● | * | ● |  |  |  | System VersionV2.813.0000001.0.R.E4.4a5, Build Date: 2021-07-23 ONVIF Version20.12(V3.0.0.1044240)
Dahua | Dahua DH-SD59230S-HN |  |  | * | ● | * | ● | ● | ● | ● |  | ● | [5 empty] | 2.212.0000.0.R.A.3013.3N.NR, build : 2015-10-23
Dahua | Dahua HDB3200C |  |  | * | ● | * | * | * | ● | ●
Dahua | Dahua HDB3300 |  |  | * | ● | * | * | * | ● | ●
Dahua | Dahua HDBW3202P |  |  | * | ● | * | * | * | ● | ●
Dahua | Dahua HF3300 |  |  | * | ● | * | * | * | ● | ●
Dahua | Dahua IPC-HD2100 |  |  | * | ● | * | * | * | ● | ●
Dahua | Dahua IPC-HDB3101 |  |  | * | ● | * | * | * | ● | ●
Dahua | Dahua IPC-HDB3110 |  |  | * | ● | * | * | * | ● | ●
Dahua | Dahua IPC-HDB3200 |  |  | * | ● | * | * | * | ● | ●
Dahua | Dahua IPC-HDB3200CP |  |  | * | ● | * | * | * | ● | ● | [7 empty] | 2.211.0000.0.R, build : 2013-07-26
Dahua | Dahua IPC-HDB3202 |  |  | * | ● | * | * | * | ● | ●
Dahua | Dahua IPC-HDBW2300R-Z |  |  | * | ● | * | * | * | ● | ● |  | * | [5 empty] | 2.420.0009.0.R, build : 2015-11-06
Dahua | Dahua IPC-HDBW3101 |  |  | * | ● | * | * | * | ● | ●
Dahua | Dahua IPC-HDBW3110 |  |  | * | ● | * | * | * | ● | ●
Dahua | Dahua IPC-HDBW3200 |  |  | * | ● | * | * | * | ● | ●
Dahua | Dahua IPC-HDBW3202 |  |  | * | ● | * | * | * | ● | ●
Dahua | Dahua IPC-HDBW3300 |  |  | * | ● | * | * | * | ● | ●
Dahua | Dahua IPC-HDBW3300P |  |  | * | ● | * | * | * | ● | ● |  | ● | [5 empty] | 2.211.0000.0.R, build : 2013-07-26
Dahua | Dahua IPC-HDW2100 |  |  | * | ● | * | * | * | ● | ●
Dahua | Dahua IPC-HDW2100P |  |  | * | ● | * | * | * | ● | ● |  | * | [5 empty] | 2.211.0000.0.R, build : 2013-07-26
Dahua | Dahua IPC-HDW2421RP-VF |  | * | * | ● | * | * | * | ● | ● |  | * | [5 empty] | 2.400.0000.31.R, Build Date: 2016-06-15
Dahua | Dahua IPC-HDW2421RP-ZS |  | * | * | ● | * | * | * | ● | ● |  | * | [5 empty] | 2.400.0000.31.R, Build Date: 2016-06-15
Dahua | Dahua IPC-HDW4431EM-ASE |  |  | * | ● | ● | * | * | ● | ● | * | ● | [5 empty] | 2.622.0000000.23.R, Build Date: 2018-03-30
Dahua | Dahua IPC-HF3100 |  |  | * | ● | * | * | * | ● | ●
Dahua | Dahua IPC-HF3101 |  |  | * | ● | * | * | * | ● | ●
Dahua | Dahua IPC-HF3110 |  |  | * | ● | * | * | * | ● | ●
Dahua | Dahua IPC-HF3200 |  |  | * | ● | * | * | * | ● | ●
Dahua | Dahua IPC-HF3300P-P |  |  | * | ● | * | * | * | ● | ● |  | ● | [5 empty] | 2.211.0000.0.R, build : 2013-07-26
Dahua | Dahua IPC-HF3500 |  |  | * | ● | * | * | * | ● | ●
Dahua | Dahua IPC-HFW2100 |  |  | * | ● | * | * | * | ● | ●
Dahua | Dahua IPC-HFW2100P |  |  | * | ● | * | * | * | ● | ● | [7 empty] | 2.211.0000.0.R, build : 2013-07-26
Dahua | Dahua IPC-HFW2320R-VFS |  |  |  | ● | * | * | * | ● | ● |  | * | [5 empty] | 2.400.0000.30.R, Build Date: 2016-06-04
Dahua | Dahua IPC-HFW2320R-ZS |  |  |  | ● | * | * | * | ● | ● |  | * | [5 empty] | 2.400.0000.30.R, Build Date: 2016-06-04
Dahua | Dahua IPC-HFW2831T-ZS-S2 |  | ● | * | ● | ● | * | * | ● | ● | * | * | * |  |  |  |  | System: V2.820.0000000.36.R, Web: V3.2.1.1092977; ONVIF:20.06(V2.9.1.1000915)
Dahua | Dahua IPC-HFW3100 |  |  | * | ● | * | * | * | ● | ●
Dahua | Dahua IPC-HFW3101 |  |  | * | ● | * | * | * | ● | ●
Dahua | Dahua IPC-HFW3101C |  |  | * | ● | * | * | * | ● | ●
Dahua | Dahua IPC-HFW3110 |  |  | * | ● | * | * | * | ● | ●
Dahua | Dahua IPC-HFW3200C |  |  | * | ● | * | * | * | ● | ●
Dahua | Dahua IPC-HFW3200S |  |  | * | ● | * | * | * | ● | ●
Dahua | Dahua IPC-HFW3300 |  |  | * | ● | * | * | * | ● | ●
Dahua | Dahua IPC-HFW3300C |  |  | * | ● | * | * | * | ● | ●
Dahua | Dahua IPC-HFW3300CP |  |  | * | ● | * | * | * | ● | ● |  | ● | [5 empty] | 2.211.0000.0.R, build : 2013-07-26
Dahua | Dahua IPC-HFW3300P-IR2 |  |  | * | ● | * | * | * | ● | ● |  | ● | [5 empty] | 2.211.0000.0.R, build : 2013-07-26
Dahua | Dahua IPC-HFW71242H-Z |  | ● | * | ● | ● | * | * | ● | ● |  | ● | [5 empty] | System: V2.820.0000000.36.R, Web: V3.2.1.1092977; ONVIF:20.06(V2.9.1.1000915)
Dahua | Dahua SD3282D-GN |  |  | * | ● | * | ● | ● | ● | ●
Dahua | Dahua SD42212S-HN |  |  | * | ● | * | ● | ● | ● | ● |  | ● | [5 empty] | 2.210.0000.3.R, build : 2013-09-22
Dahua | Dahua SD6982C-HN |  |  | * | ● | * | ● | ● | ● | ●
Dahua | Dahua SD6983A-HN |  |  | * | ● | * | ● | ● | ● | ●
Dahua | Dahua SDZ2020B-N |  |  | * | ● | * | * | * | ● | ●
Dahua | (DIGIEVER NVR supports Dahua cameras with ONVIF)
Dahua | Dahua IPC-HDBW2201 |  | * | * | ● | * | * | * | ● | ● | * | ●
Dahua | Dahua IPC-HFW2101-VFS |  | * | * | ● | * | * | * | ● | ● | * | ●
Dahua | (DIGIEVER NVR supports Dahua thermal cameras)
Dahua | Dahua DHI-TPC-DF1241-T | CH1 | * | * | ● | ● | * | * | ● | ● | ● | ● | * | * | 12 |  |  | V2.650.1A6S000.0.R, Build Date: 2023-02-07 *Normal Liveview *Object Status Change = Call Detection
Dahua | Dahua DHI-TPC-DF1241-T | CH2 | * | * | ● | ● | * | * | ● | ● | * | * | * | * | 12 |  |  | V2.650.1A6S000.0.R, Build Date: 2023-02-07 Thermal Liveview *Object Status Change = Call Detection
Daiwa | (DIGIEVER NVR supports Daiwa AHD video server with ONVIF)
Daiwa | VS-201 |  |  | ● | ● |  |  |  | ● | ● |  | ●
D-Link | D-Link cameras
D-Link | D-Link DCS-3122 |  | ● | ● | ● | * | * | * | ● | ● |  | ●
D-Link | D-Link DCS-3710B1 |  | ● | ● | * | * | * | * | ● | ● |  | ●
D-Link | D-Link DCS-3716 |  | ● | ● | ● | * | * | * | ● | ● | * | ●
D-Link | D-Link DCS-4602EV |  |  | * | ● | * | * | * | ● | ● | * | ●
D-Link | D-Link DCS-4621 |  | ● | ● | ● | * | * | * | ● | ● |  | ● | [5 empty] | VE1.0.18.2
D-Link | D-Link DCS-4701E |  | ● | * | ● | * | * | * | ● | ● | * | * | [5 empty] | 1.04.02
D-Link | D-Link DCS-4710 |  | ● | ● | ● | * | * | * | ● | ● |  | ● | [5 empty] | VE1.0.16.10
D-Link | D-Link DCS-5222LB1 |  | ● |  | ● | * | * | * | ● | ● | * | ●
D-Link | D-Link DCS-6112 |  |  |  | ● | * | * | * | ● | ● | ● | ●
D-Link | D-Link DCS-6113 |  |  |  | ● | * | * | * | ● | ● | ● | ●
D-Link | D-Link DCS-6314 |  | ● | * | ● | * | * | * | ● | ● | * | ●
D-Link | D-Link DCS-6511 |  | ● |  | ● | * | * | * | ● | ● | * | ●
D-Link | D-Link DCS-6513 |  | ● | * | ● | * | * | * | ● | ● | * | ●
D-Link | D-Link DCS-7413 |  | ● |  | ● | * | * | * | ● | ● | * | ●
D-Link | D-Link DCS-7513 |  | ● |  | ● | * | * | * | ● | ● | * | ●
D-Link | (DIGIEVER NVR supports D-Link cameras with ONVIF)
D-Link | D-Link DCS-2132L |  |  |  | ● | * | * | * | ● | ● |  | ●
D-Link | D-Link DCS-2332L |  |  |  | ● | * | * | * | ● | ● | * | ●
D-Link | D-Link DCS-6010L | ⓟ |  |  | ● | * | * | * | ● | ● |  | ●
D-Link | D-Link DCS-6210 |  |  |  | ● | * | * | * | ● | ● | * | ●
D-Link | D-Link DCS-7010L |  |  |  | ● | * | * | * | ● | ● | * | ●
D-Link | D-Link DCS-7110 |  |  |  | ● | * | * | * | ● | ● | * | *
D-Link | D-Link DCS-933L |  |  | * | ● | * | * | * | ● | ● | * | ●
D-Link | (DIGIEVER NVR supports D-Link cameras with Generic RTSP/ Generic MJPEG method)
D-Link | URL |  | Generic MJPEG
D-Link | D-Link DCS-6113V |  | http://<servername>:<serverport>/video/mjpeg.cgi
D-Link | D-Link DCS-7110 |  | http://<servername>:<serverport>/video/mjpeg.cgi
DSS | (DIGIEVER NVR supports DSS cameras with ONVIF)
DSS | DSS DW-P07 |  | * | * | ● | ● | * | * | ● | *
DSS | DSS DW-P08 |  | * | * | ● | ● | * | * | ● | ● | ● | ● | [5 empty] | *Not Support Focus
DSS | DSS DW-P09 |  | * | * | ● | ● | * | * | ● | ● |  | ● | ●
DSS | DSS DW-P10 |  | * | * | ● | ● | * | ● | ● | ● | ● | ● | * |  |  |  |  | IPC_G6202-B0001P97D1911C56
DSS | DSS DW-P18 |  | * | * | ● | ● | * | * | ●
DSS | DSS DW-P24 |  | * | * | ● | ● | * | * | ● | ● | * | ● | * |  |  |  |  | *Not Support Focus
DSS | DSS DW-P31 |  | * | * | ● | ● | * | * | ● | ●
DSS | DSS DW-P32 |  | * | * | ● | ● | * | * | ● | ●
DSS | DSS DW-PZ33 |  | * | * | ● | ● | ● | ● | ● | ● | ● | ● | * |  |  |  | Moving Speed(PTZ) | QIPC-B2202.5.3.C04008.NB.220218
DSSECURITY | DSSECURITY cameras
DSSECURITY | DSSECURITY DW-PZW26 | CH1 | * | * | ● | ● | * | * | * | * | * | ● | * | * |  |  |  | CIPC-B2302.6.20.C00017.NB.221130
DSSECURITY | DSSECURITY DW-PZW26 | CH2 | * | * | ● | ● | ● | ● | ● | * | * | ● | * | * |  |  |  | CIPC-B2302.6.20.C00017.NB.221130
Dynacolor | Dynacolor cameras
Dynacolor | Dynacolor 820Z2-M4 |  |  | * | ● | * | ● | ● | ● | ● | [7 empty] | z120160330NSZ
Dynacolor | Dynacolor N2VB-J |  | * | ● | ● | ● | * | ● | ● | ● | * | * | * | * |  |  |  | z120221026NX
Dynacolor | Dynacolor P2SD-5 |  | ● | * | ● | * | * | * | ● | ● |  | ● | [5 empty] | z120151121NSP
Dynacolor | Dynacolor Q2SD-J | * |  | * | ● | * | * | * | ● | ● | [7 empty] | gw20160712NSQ
Dynacolor | Dynacolor Q2SD-L | * |  | * | ● | * | * | * | ● | ● | [7 empty] | lk20151222NSQ
Dynacolor | Dynacolor W3A2-8 |  |  | * | ● | * | * | * | ● | ● |  | ● | [5 empty] | z120131126NSA
Dynacolor | Dynacolor W3S1-5 |  |  | * | ● | * | * | * | ● | ● |  | ● | [5 empty] | z120140221NSA
Dynacolor | Dynacolor W3S1-A |  |  | * | ● | * | * | * | ● | ● |  | ● | [5 empty] | z120140221NSA
Dynacolor | Dynacolor W3S1-M |  |  | * | ● | * | * | * | ● | ● |  | ● | [5 empty] | z120140221NSA
Dynacolor | Dynacolor X0S7-1 |  |  | * | ● | * | * | * | ● | ● |  | ● | [5 empty] | z120160120NSX
Dynacolor | Dynacolor X0S7-5 |  |  | * | ● | * | * | * | ● | ● |  | ● | [5 empty] | z120150415NSX
Dynacolor | Dynacolor X0S7-6 |  |  | * | ● | * | * | * | ● | ● |  | ● | [5 empty] | z120140416NSX
Dynacolor | Dynacolor X0S7-A |  |  | * | ● | * | * | * | ● | ● |  | ● | [5 empty] | z120140416NSX
Dynacolor | Dynacolor X0S7-M |  |  | * | ● | * | * | * | ● | ● |  | ● | [5 empty] | z120140416NSX
Dynacolor | Dynacolor X0SG-7 | * |  | * | ● | * | * | ● | ● | ● | ● | ● | [5 empty] | z120170523NSX
Dynacolor | Dynacolor Z4SA-8 | ⓟ |  | * | ● | * | * | * | ● | ● |  | ● | [5 empty] | z120131126NSA
Dynacolor | (DIGIEVER NVR supports Dynacolor cameras with ONVIF)
Dynacolor | Dynacolor R2SD-G |  |  | * | ● |  | * | ● | ● | ● | ● | ● | [5 empty] | z120180301rs
ELMO | ELMO cameras
ELMO | ELMO ESN-H2300 |  | ● | * | ● | * | * | * | ● | ●
ELMO | ELMO ESN-H2500 |  | ● | * | ● | * | * | * | ● | ●
ELMO | ELMO ESN-H2500VP |  | ● | * | ● | * | * | * | ● | ●
ELMO | ELMO ESN-H8500WP |  | ● | * | ● | * | * | * | ● | ●
ELMO | ELMO ESN-H9200 |  | ● | * | ● | * | * | * | ● | ●
ELMO | ELMO ESN-H9500 |  | ● | * | ● | * | * | * | ● | ●
ELMO | ELMO EW-1 |  | * | * | ● | * | * | * | * | * | * | ● (AAC) | [5 empty] | 1.3.0(d794377) *For audio smooth, please setup FPS over 15.
EOC
EOC | EOC IX8060T-MS |  | * | * | ● | * | * | * | * |  |  | * |  |  | 10, 11 |  |  | V3.0.1.180525 *Support temperature detection via HTTP command
EOC | EOC XM2519-OH-90 |  | * | * | ● | * | * | * | ● | * | * | * |  |  | 10 |  |  | V1.3.0.231122
DivioTec | (DIGIEVER NVR supports DivioTec cameras with ONVIF)
DivioTec | DivioTec 820W2-F3 |  |  |  | ● | * | * | * | ●
Etrovision | Etrovision cameras
Etrovision | Etrovision EV3151A |  | ● |  | ● | * | * | * | ● | ● |  | ● | [5 empty] | 1.2.3 (build 006)
Etrovision | Etrovision EV8180A |  | ● |  | ● | * | * | * | ● | ● |  | ● | [5 empty] | 1.2.3 (build 006)
Etrovision | Etrovision EV8180A-XD |  | ● |  | ● | * | * | * | ● | ● |  | ● | [5 empty] | 1.1.9 (build 003)
Etrovision | Etrovision EV8180A-XL |  | ● |  | ● | * | * | * | ● | ● |  | ● | [5 empty] | 1.2.3 (build 006)
Etrovision | Etrovision EV8180F |  | ● |  | ● | * | * | * | ● | ● |  | ● | [5 empty] | 1.2.3 (build 006)
Etrovision | Etrovision EV8180Q |  | ● |  | ● | * | * | * | ● | ● |  | ● | [5 empty] | 1.1.9 (build 003)
Etrovision | Etrovision EV8180Q-XD |  | ● |  | ● | * | * | * | ● | ● |  | ● | [5 empty] | 1.2.3 (build 006)
Etrovision | Etrovision EV8180U |  | ● |  | ● | * | * | * | ● | ● |  | ● | [5 empty] | 1.2.3 (build 006)
Etrovision | Etrovision EV8180U-XL |  | ● |  | ● | * | * | * | ● | ● |  | ● | [5 empty] | 1.2.3 (build 006)
Etrovision | Etrovision EV8181A |  | ● |  | ● | * | * | * | ● | ● |  | ● | [5 empty] | 1.1.9 (build 003)
Etrovision | Etrovision EV8182A |  | ● |  | ● | * | * | * | ● | ● |  | ● | [5 empty] | 1.1.9 (build 003)
Etrovision | Etrovision EV8280U-MD |  | ● |  | ● | * | * | * | ● | ● |  | ● | [5 empty] | 1.1.9 (build 003)
Etrovision | Etrovision EV8383F-B |  | ● |  | ● | * | * | * | ● | ● |  | ● | [5 empty] | 1.1.9 (build 003)
Etrovision | Etrovision EV8383F-C |  | ● |  | ● | * | * | * | ● | ● |  | ● | [5 empty] | 1.1.9 (build 003)
Etrovision | Etrovision EV8383U-BL |  | ● |  | ● | * | * | * | ● | ● |  | ● | [5 empty] | 1.1.9 (build 003)
Etrovision | Etrovision EV8383U-CL |  | ● |  | ● | * | * | * | ● | ● |  | ● | [5 empty] | 1.1.9 (build 003)
Etrovision | Etrovision EV8580A-B |  | ● |  | ● | * | * | * | ● | ● |  | ● | [5 empty] | 1.2.3 (build 006)
Etrovision | Etrovision EV8580A-BD |  | ● |  | ● | * | * | * | ● | ● |  | ● | [5 empty] | 1.1.9 (build 003)
Etrovision | Etrovision EV8580A-BL |  | ● |  | ● | * | * | * | ● | ● |  | ● | [5 empty] | 1.1.9 (build 003)
Etrovision | Etrovision EV8580A-C |  | ● |  | ● | * | * | * | ● | ● |  | ● | [5 empty] | 1.2.3 (build 006)
Etrovision | Etrovision EV8580A-CD |  | ● |  | ● | * | * | * | ● | ● |  | ● | [5 empty] | 1.1.9 (build 003)
Etrovision | Etrovision EV8580A-CL |  | ● |  | ● | * | * | * | ● | ● |  | ● | [5 empty] | 1.1.9 (build 003)
Etrovision | Etrovision EV8580A-DD |  | ● |  | ● | * | * | * | ● | ● |  | ● | [5 empty] | 1.1.9 (build 003)
Etrovision | Etrovision EV8580A-DL |  | ● |  | ● | * | * | * | ● | ● |  | ● | [5 empty] | 1.1.9 (build 003)
Etrovision | Etrovision EV8580F-B |  | ● |  | ● | * | * | * | ● | ● |  | ● | [5 empty] | 1.2.3 (build 006)
Etrovision | Etrovision EV8580Q-B |  | ● |  | ● | * | * | * | ● | ● |  | ● | [5 empty] | 1.1.9 (build 003)
Etrovision | Etrovision EV8580Q-BD |  | ● |  | ● | * | * | * | ● | ● |  | ● | [5 empty] | 1.2.3 (build 006)
Etrovision | Etrovision EV8580Q-C |  | ● |  | ● | * | * | * | ● | ● |  | ● | [5 empty] | 1.1.7 (build 003)
Etrovision | Etrovision EV8580Q-CD |  | ● |  | ● | * | * | * | ● | ● |  | ● | [5 empty] | 1.2.3 (build 006)
Etrovision | Etrovision EV8580Q-MD |  | ● |  | ● | * | * | * | ● | ● |  | ● | [5 empty] | 1.2.3 (build 006)
Etrovision | Etrovision EV8580U-B |  | ● |  | ● | * | * | * | ● | ● |  | ● | [5 empty] | 1.2.3 (build 006)
Etrovision | Etrovision EV8580U-BL |  | ● |  | ● | * | * | * | ● | ● |  | ● | [5 empty] | 1.2.3 (build 006)
Etrovision | Etrovision EV8580U-C |  | ● |  | ● | * | * | * | ● | ● |  | ● | [5 empty] | 1.2.3 (build 006)
Etrovision | Etrovision EV8580U-CL |  | ● |  | ● | * | * | * | ● | ● |  | ● | [5 empty] | 1.2.3 (build 006)
Etrovision | Etrovision EV8580U-DL |  | ● |  | ● | * | * | * | ● | ● |  | ● | [5 empty] | 1.1.9 (build 003)
Etrovision | Etrovision EV8581A-B |  | ● |  | ● | * | * | * | ● | ● |  | ● | [5 empty] | 1.2.3 (build 006)
Etrovision | Etrovision EV8581A-BD |  | ● |  | ● | * | * | * | ● | ● |  | ● | [5 empty] | 1.1.9 (build 003)
Etrovision | Etrovision EV8581A-BL |  | ● |  | ● | * | * | * | ● | ● |  | ● | [5 empty] | 1.2.3 (build 006)
Etrovision | Etrovision EV8581A-C |  | ● |  | ● | * | * | * | ● | ● |  | ● | [5 empty] | 1.2.3 (build 006)
Etrovision | Etrovision EV8581A-CD |  | ● |  | ● | * | * | * | ● | ● |  | ● | [5 empty] | 1.1.7 (build 004)
Etrovision | Etrovision EV8581A-CL |  | ● |  | ● | * | * | * | ● | ● |  | ● | [5 empty] | 1.1.7 (build 004)
Etrovision | Etrovision EV8581A-D |  | ● |  | ● | * | * | * | ● | ● |  | ● | [5 empty] | 1.1.7 (build 004)
Etrovision | Etrovision EV8581A-DD |  | ● |  | ● | * | * | * | ● | ● |  | ● | [5 empty] | 1.1.7 (build 004)
Etrovision | Etrovision EV8581A-DL |  | ● |  | ● | * | * | * | ● | ● |  | ● | [5 empty] | 1.1.7 (build 004)
Etrovision | Etrovision EV8581Q-B |  | ● |  | ● | * | * | * | ● | ● |  | ● | [5 empty] | 1.1.7 (build 003)
Etrovision | Etrovision EV8581Q-BD |  | ● |  | ● | * | * | * | ● | ● |  | ● | [5 empty] | 1.2.3 (build 006)
Etrovision | Etrovision EV8581Q-C |  | ● |  | ● | * | * | * | ● | ● |  | ● | [5 empty] | 1.1.7 (build 003)
Etrovision | Etrovision EV8581Q-CD |  | ● |  | ● | * | * | * | ● | ● |  | ● | [5 empty] | 1.2.3 (build 006)
Etrovision | Etrovision EV8581Q-DD |  | ● |  | ● | * | * | * | ● | ● |  | ● | [5 empty] | 1.1.7 (build 003)
Etrovision | Etrovision EV8581Q-MD |  | ● |  | ● | * | * | * | ● | ● |  | ● | [5 empty] | 1.2.3 (build 006)
Etrovision | Etrovision EV8581U-B |  | ● |  | ● | * | * | * | ● | ● |  | ● | [5 empty] | 1.2.3 (build 006)
Etrovision | Etrovision EV8581U-BL |  | ● |  | ● | * | * | * | ● | ● |  | ● | [5 empty] | 1.2.3 (build 006)
Etrovision | Etrovision EV8581U-C |  | ● |  | ● | * | * | * | ● | ● |  | ● | [5 empty] | 1.2.3 (build 006)
Etrovision | Etrovision EV8581U-CL |  | ● |  | ● | * | * | * | ● | ● |  | ● | [5 empty] | 1.2.3 (build 006)
Etrovision | Etrovision EV8581U-D |  | ● |  | ● | * | * | * | ● | ● |  | ● | [5 empty] | 1.1.9 (build 003)
Etrovision | Etrovision EV8581U-DL |  | ● |  | ● | * | * | * | ● | ● |  | ● | [5 empty] | 1.1.9 (build 003)
Etrovision | Etrovision EV8582A-BD |  | ● |  | ● | * | * | * | ● | ● |  | ● | [5 empty] | 1.2.3 (build 006)
Etrovision | Etrovision EV8582A-BL |  | ● |  | ● | * | * | * | ● | ● |  | ● | [5 empty] | 1.1.9 (build 003)
Etrovision | Etrovision EV8582U-BL |  | ● |  | ● | * | * | * | ● | ● |  | ● | [5 empty] | 1.2.3 (build 006)
Etrovision | Etrovision EV8589A-B |  | ● |  | ● | * | * | * | ● | ● |  | ● | [5 empty] | 1.1.7 (build 004)
Etrovision | Etrovision EV8589A-BD |  | ● |  | ● | * | * | * | ● | ● |  | ● | [5 empty] | 1.1.7 (build 004)
Etrovision | Etrovision EV8589A-BL |  | ● |  | ● | * | * | * | ● | ● |  | ● | [5 empty] | 1.1.7 (build 004)
Etrovision | Etrovision EV8589A-C |  | ● |  | ● | * | * | * | ● | ● |  | ● | [5 empty] | 1.1.7 (build 004)
Etrovision | Etrovision EV8589A-CD |  | ● |  | ● | * | * | * | ● | ● |  | ● | [5 empty] | 1.1.7 (build 004)
Etrovision | Etrovision EV8589A-CL |  | ● |  | ● | * | * | * | ● | ● |  | ● | [5 empty] | 1.1.7 (build 004)
Etrovision | Etrovision EV8589F-B |  | ● |  | ● | * | * | * | ● | ● |  | ● | [5 empty] | 1.1.9 (build 003)
Etrovision | Etrovision EV8589Q-B |  | ● |  | ● | * | * | * | ● | ● |  | ● | [5 empty] | 1.1.7 (build 003)
Etrovision | Etrovision EV8589Q-BD |  | ● |  | ● | * | * | * | ● | ● |  | ● | [5 empty] | 1.1.7 (build 003)
Etrovision | Etrovision EV8589Q-C |  | ● |  | ● | * | * | * | ● | ● |  | ● | [5 empty] | 1.1.7 (build 003)
Etrovision | Etrovision EV8589Q-CD |  | ● |  | ● | * | * | * | ● | ● |  | ● | [5 empty] | 1.1.7 (build 003)
Etrovision | Etrovision EV8589Q-MD |  | ● |  | ● | * | * | * | ● | ● |  | ● | [5 empty] | 1.1.9 (build 003)
Etrovision | Etrovision EV8589U-B |  | ● |  | ● | * | * | * | ● | ● |  | ● | [5 empty] | 1.1.9 (build 003)
Etrovision | Etrovision EV8589U-BL |  | ● |  | ● | * | * | * | ● | ● |  | ● | [5 empty] | 1.1.9 (build 003)
Etrovision | Etrovision EV8589U-C |  | ● |  | ● | * | * | * | ● | ● |  | ● | [5 empty] | 1.1.9 (build 003)
Etrovision | Etrovision EV8589U-CL |  | ● |  | ● | * | * | * | ● | ● |  | ● | [5 empty] | 1.1.9 (build 003)
Etrovision | Etrovision EV8780A-B |  | ● |  | ● | * | * | * | ● | ● |  | ● | [5 empty] | 1.1.9 (build 003)
Etrovision | Etrovision EV8780U-B |  | ● |  | ● | * | * | * | ● | ● |  | ● | [5 empty] | 1.1.9 (build 003)
Etrovision | Etrovision EV8781A-C |  | ● |  | ● | * | * | * | ● | ● |  | ● | [5 empty] | 1.2.3 (build 006)
Etrovision | Etrovision EV8781A-CD |  | ● |  | ● | * | * | * | ● | ● |  | ● | [5 empty] | 1.1.9 (build 003)
Etrovision | Etrovision EV8781A-CL |  | ● |  | ● | * | * | * | ● | ● |  | ● | [5 empty] | 1.2.3 (build 006)
Etrovision | Etrovision EV8781A-D |  | ● |  | ● | * | * | * | ● | ● |  | ● | [5 empty] | 1.2.3 (build 006)
Etrovision | Etrovision EV8781A-DD |  | ● |  | ● | * | * | * | ● | ● |  | ● | [5 empty] | 1.1.9 (build 003)
Etrovision | Etrovision EV8781A-DL |  | ● |  | ● | * | * | * | ● | ● |  | ● | [5 empty] | 1.2.3 (build 006)
Etrovision | Etrovision EV8781F-B |  | ● |  | ● | * | * | * | ● | ● |  | ● | [5 empty] | 1.2.3 (build 006)
Etrovision | Etrovision EV8781F-C |  | ● |  | ● | * | * | * | ● | ● |  | ● | [5 empty] | 1.2.3 (build 006)
Etrovision | Etrovision EV8781Q-C |  | ● |  | ● | * | * | * | ● | ● |  | ● | [5 empty] | 1.1.7 (build 003)
Etrovision | Etrovision EV8781Q-CD |  | ● |  | ● | * | * | * | ● | ● |  | ● | [5 empty] | 1.2.3 (build 006)
Etrovision | Etrovision EV8781Q-D |  | ● |  | ● | * | * | * | ● | ● |  | ● | [5 empty] | 1.1.7 (build 003)
Etrovision | Etrovision EV8781Q-DD |  | ● |  | ● | * | * | * | ● | ● |  | ● | [5 empty] | 1.2.3 (build 006)
Etrovision | Etrovision EV8781Q-MD |  | ● |  | ● | * | * | * | ● | ● |  | ● | [5 empty] | 1.2.3 (build 006)
Etrovision | Etrovision EV8781U-C |  | ● |  | ● | * | * | * | ● | ● |  | ● | [5 empty] | 1.2.3 (build 006)
Etrovision | Etrovision EV8781U-CL |  | ● |  | ● | * | * | * | ● | ● |  | ● | [5 empty] | 1.2.3 (build 006)
Etrovision | Etrovision EV8781U-D |  | ● |  | ● | * | * | * | ● | ● |  | ● | [5 empty] | 1.2.3 (build 006)
Etrovision | Etrovision EV8781U-DL |  | ● |  | ● | * | * | * | ● | ● |  | ● | [5 empty] | 1.2.3 (build 006)
Etrovision | Etrovision EV8782A-B |  | ● |  | ● | * | * | * | ● | ● |  | ● | [5 empty] | 1.1.9 (build 003)
Etrovision | Etrovision EV8782A-BD |  | ● |  | ● | * | * | * | ● | ● |  | ● | [5 empty] | 1.1.9 (build 003)
Etrovision | Etrovision EV8782A-BL |  | ● |  | ● | * | * | * | ● | ● |  | ● | [5 empty] | 1.1.9 (build 003)
Etrovision | Etrovision EV8782Q-B |  | ● |  | ● | * | * | * | ● | ● |  | ● | [5 empty] | 1.1.7 (build 003)
Etrovision | Etrovision EV8782Q-BD |  | ● |  | ● | * | * | * | ● | ● |  | ● | [5 empty] | 1.1.7 (build 003)
Etrovision | Etrovision EV8782U-B |  | ● |  | ● | * | * | * | ● | ● |  | ● | [5 empty] | 1.1.9 (build 003)
Etrovision | Etrovision EV8782U-BL |  | ● |  | ● | * | * | * | ● | ● |  | ● | [5 empty] | 1.1.9 (build 003)
Etrovision | Etrovision N10A |  | ● |  | ● | * | * | * | ● | ● |  | ● | [5 empty] | 1.2.3 (build 006)
Etrovision | Etrovision N10A-XL |  | ● |  | ● | * | * | * | ● | ● |  | ● | [5 empty] | 1.2.3 (build 006)
Etrovision | Etrovision N10F |  | ● |  | ● | * | * | * | ● | ● |  | ● | [5 empty] | 1.2.3 (build 006)
Etrovision | Etrovision N10Q-XD |  | ● |  | ● | * | * | * | ● | ● |  | ● | [5 empty] | 1.2.3 (build 006)
Etrovision | Etrovision N10U |  | ● |  | ● | * | * | * | ● | ● |  | ● | [5 empty] | 1.2.3 (build 006)
Etrovision | Etrovision N10U-XL |  | ● |  | ● | * | * | * | ● | ● |  | ● | [5 empty] | 1.2.3 (build 006)
Etrovision | Etrovision N21Q-18 |  | ● |  | ● | * | ● | ● | ● | ● | * | ● | [5 empty] | 1.2.3 (build 006)
Etrovision | Etrovision N21Q-33 |  | ● |  | ● | * | * | * | ● | ● |  | ● | [5 empty] | 1.2.3 (build 006)
Etrovision | Etrovision N21Q-MD |  | ● |  | ● | * | * | * | ● | ● |  | ● | [5 empty] | 1.1.9 (build 003)
Etrovision | Etrovision N22Q-10 |  | ● |  | ● | * | * | * | ● | ● |  | ● | [5 empty] | 1.2.3 (build 006)
Etrovision | Etrovision N23Q-33 |  | ● |  | ● | * | ● | ● | ● | ● | * | ● | [5 empty] | 1.2.3 (build 006)
Etrovision | Etrovision N26Q-18 |  | ● |  | ● | * | * | * | ● | ● |  | ● | [5 empty] | 1.2.3 (build 006)
Etrovision | Etrovision N26Q-33 |  | ● |  | ● | * | * | * | ● | ● |  | ● | [5 empty] | 1.2.3 (build 006)
Etrovision | Etrovision N50A-B |  | ● |  | ● | * | * | * | ● | ● |  | ● | [5 empty] | 1.2.3 (build 006)
Etrovision | Etrovision N50A-C |  | ● |  | ● | * | * | * | ● | ● |  | ● | [5 empty] | 1.2.3 (build 006)
Etrovision | Etrovision N50A-ML |  | ● |  | ● | * | * | * | ● | ● |  | ● | [5 empty] | 1.2.3 (build 006)
Etrovision | Etrovision N50F-B |  | ● |  | ● | * | * | * | ● | ● |  | ● | [5 empty] | 1.2.3 (build 006)
Etrovision | Etrovision N50F-C |  | ● |  | ● | * | * | * | ● | ● |  | ● | [5 empty] | 1.2.3 (build 006)
Etrovision | Etrovision N50Q-BD |  | ● |  | ● | * | * | * | ● | ● |  | ● | [5 empty] | 1.2.3 (build 006)
Etrovision | Etrovision N50Q-CD |  | ● |  | ● | * | * | * | ● | ● |  | ● | [5 empty] | 1.2.3 (build 006)
Etrovision | Etrovision N50Q-MD |  | ● |  | ● | * | * | * | ● | ● |  | ● | [5 empty] | 1.2.3 (build 006)
Etrovision | Etrovision N50U-B |  | ● |  | ● | * | * | * | ● | ● |  | ● | [5 empty] | 1.2.3 (build 006)
Etrovision | Etrovision N50U-BL |  | ● |  | ● | * | * | * | ● | ● |  | ● | [5 empty] | 1.2.3 (build 006)
Etrovision | Etrovision N50U-C |  | ● |  | ● | * | * | * | ● | ● |  | ● | [5 empty] | 1.2.3 (build 006)
Etrovision | Etrovision N50U-CL |  | ● |  | ● | * | * | * | ● | ● |  | ● | [5 empty] | 1.2.3 (build 006)
Etrovision | Etrovision N50U-FL |  | ● |  | ● | * | * | * | ● | ● |  | ● | [5 empty] | 1.2.3 (build 006)
Etrovision | Etrovision N50U-ML |  | ● |  | ● | * | * | * | ● | ● |  | ● | [5 empty] | 1.2.3 (build 006)
Etrovision | Etrovision N51A-B |  | ● |  | ● | * | * | * | ● | ● |  | ● | [5 empty] | 1.2.3 (build 006)
Etrovision | Etrovision N51A-BL |  | ● |  | ● | * | * | * | ● | ● |  | ● | [5 empty] | 1.2.3 (build 006)
Etrovision | Etrovision N51A-C |  | ● |  | ● | * | * | * | ● | ● |  | ● | [5 empty] | 1.2.3 (build 006)
Etrovision | Etrovision N51A-ML |  | ● |  | ● | * | * | * | ● | ● |  | ● | [5 empty] | 1.2.3 (build 006)
Etrovision | Etrovision N51Q-MD |  | ● |  | ● | * | * | * | ● | ● |  | ● | [5 empty] | 1.2.3 (build 006)
Etrovision | Etrovision N51U-B |  | ● |  | ● | * | * | * | ● | ● |  | ● | [5 empty] | 1.2.3 (build 006)
Etrovision | Etrovision N51U-BL |  | ● |  | ● | * | * | * | ● | ● |  | ● | [5 empty] | 1.2.3 (build 006)
Etrovision | Etrovision N51U-C |  | ● |  | ● | * | * | * | ● | ● |  | ● | [5 empty] | 1.2.3 (build 006)
Etrovision | Etrovision N51U-CL |  | ● |  | ● | * | * | * | ● | ● |  | ● | [5 empty] | 1.2.3 (build 006)
Etrovision | Etrovision N51U-ML |  | ● |  | ● | * | * | * | ● | ● |  | ● | [5 empty] | 1.2.3 (build 006)
Etrovision | Etrovision N52A-BD |  | ● |  | ● | * | * | * | ● | ● |  | ● | [5 empty] | 1.2.3 (build 006)
Etrovision | Etrovision N52U-BL |  | ● |  | ● | * | * | * | ● | ● |  | ● | [5 empty] | 1.1.9 (build 003)
Etrovision | Etrovision N53A-BL |  | ● |  | ● | * | * | * | ● | ● | * | ● | [5 empty] | 1.2.3 (build 006)
Etrovision | Etrovision N53F-F | ⓟ | ● |  | ● | * | * | * | ● | ● |  | ● | [5 empty] | 1.2.3 (build 006)
Etrovision | Etrovision N53U-BL |  | ● |  | ● | * | * | * | ● | ● | * | ● | [5 empty] | 1.2.3 (build 006)
Etrovision | Etrovision N56Q-10 |  | ● |  | ● | * | * | * | ● | ● | * | * | [5 empty] | 1.2.3 (build 006)
Etrovision | Etrovision N56Q-C |  | ● |  | ● | * | * | * | ● | ● | * | * | [5 empty] | 1.2.3 (build 006)
Etrovision | Etrovision N70A-BL |  | ● |  | ● | * | * | * | ● | ● |  | ● | [5 empty] | 1.1.9 (build 003)
Etrovision | Etrovision N70Q-10 |  | ● |  | ● | * | * | * | ● | ● |  | ● | [5 empty] | 1.2.3 (build 006)
Etrovision | Etrovision N70Q-C |  | ● |  | ● | * | * | * | ● | ● | * | * | [5 empty] | 1.2.3 (build 006)
Etrovision | Etrovision N71A-BL |  | ● |  | ● | * | * | * | ● | ● |  | ● | [5 empty] | 1.1.7 (build 004)
Etrovision | Etrovision N71A-C |  | ● |  | ● | * | * | * | ● | ● |  | ● | [5 empty] | 1.2.3 (build 006)
Etrovision | Etrovision N71A-CL |  | ● |  | ● | * | * | * | ● | ● |  | ● | [5 empty] | 1.2.3 (build 006)
Etrovision | Etrovision N71A-D |  | ● |  | ● | * | * | * | ● | ● |  | ● | [5 empty] | 1.2.3 (build 006)
Etrovision | Etrovision N71A-DL |  | ● |  | ● | * | * | * | ● | ● |  | ● | [5 empty] | 1.2.3 (build 006)
Etrovision | Etrovision N71A-ML |  | ● |  | ● | * | * | * | ● | ● |  | ● | [5 empty] | 1.2.3 (build 006)
Etrovision | Etrovision N71F-B |  | ● |  | ● | * | * | * | ● | ● |  | ● | [5 empty] | 1.2.3 (build 006)
Etrovision | Etrovision N71F-C |  | ● |  | ● | * | * | * | ● | ● |  | ● | [5 empty] | 1.2.3 (build 006)
Etrovision | Etrovision N71Q-CD |  | ● |  | ● | * | * | * | ● | ● |  | ● | [5 empty] | 1.2.3 (build 006)
Etrovision | Etrovision N71Q-DD |  | ● |  | ● | * | * | * | ● | ● |  | ● | [5 empty] | 1.2.3 (build 006)
Etrovision | Etrovision N71Q-MD |  | ● |  | ● | * | * | * | ● | ● |  | ● | [5 empty] | 1.2.3 (build 006)
Etrovision | Etrovision N71U-C |  | ● |  | ● | * | * | * | ● | ● |  | ● | [5 empty] | 1.2.3 (build 006)
Etrovision | Etrovision N71U-CL |  | ● |  | ● | * | * | * | ● | ● |  | ● | [5 empty] | 1.2.3 (build 006)
Etrovision | Etrovision N71U-D |  | ● |  | ● | * | * | * | ● | ● |  | ● | [5 empty] | 1.2.3 (build 006)
Etrovision | Etrovision N71U-DL |  | ● |  | ● | * | * | * | ● | ● |  | ● | [5 empty] | 1.2.3 (build 006)
Etrovision | Etrovision N71U-ML |  | ● |  | ● | * | * | * | ● | ● |  | ● | [5 empty] | 1.2.3 (build 006)
Etrovision | Etrovision N73F-B |  | ● |  | ● | * | * | * | ● | ● |  | ● | [5 empty] | 1.2.3 (build 006)
Etrovision | Etrovision N73F-C |  | ● |  | ● | * | * | * | ● | ● |  | ● | [5 empty] | 1.2.3 (build 006)
Etrovision | Etrovision N73U-BL |  | ● |  | ● | * | * | * | ● | ● |  | ● | [5 empty] | 1.2.3 (build 006)
Etrovision | Etrovision N73U-CL |  | ● |  | ● | * | * | * | ● | ● |  | ● | [5 empty] | 1.2.3 (build 006)
Etrovision | Etrovision N73U-CLEv8180Q-XD |  | ● |  | ● | * | * | * | ● | ● |  | ● | [5 empty] | 1.2.3 (build 006)
Everfocus | Everfocus cameras
Everfocus | Everfocus EAN3120 |  |  | * | ● | * | * | * | ● |  |  | ● | [5 empty] | 1.0.23-B7
Everfocus | Everfocus EAN3220 |  |  | * | ● | * | * | * | ● |  |  | ● | [5 empty] | 1.2.1
Everfocus | Everfocus EAN3300 |  |  | * | ● | * | * | * | ● |  |  | ● | [5 empty] | 1.2.1
Everfocus | Everfocus EDN1220 |  |  |  | ● | * | * | * | ● | ● |  | ●
Everfocus | Everfocus EDN1320 |  |  |  | ● | * | * | * | ● | ● |  | ●
Everfocus | Everfocus EDN3160 |  |  | * | ● | * | * | * | ● |  |  | ● | [5 empty] | 1.2.1
Everfocus | Everfocus EDN3260 |  |  | * | ● | * | * | * | ● | ● |  | ● | [5 empty] | 1.2.1
Everfocus | Everfocus EDN3340 |  |  | * | ● | * | * | * | ● |  |  | ● | [5 empty] | 1.2.1
Everfocus | Everfocus EHN1220 |  |  |  | ● | * | * | * | ● | ● |  | ●
Everfocus | Everfocus EHN1320 |  |  |  | ● | * | * | * | ● | ● |  | ●
Everfocus | Everfocus EHN3160 |  |  |  | ● | * | * | * | ● | ● |  | ● | [5 empty] | 1.2.1
Everfocus | Everfocus EHN3260 |  |  | * | ● | * | * | * | ● |  |  | ●
Everfocus | Everfocus EHN3261 |  |  |  | ● | * | * | * | ● | ● |  | ●
Everfocus | Everfocus EHN3340 |  |  | * | ● | * | * | * | ● |  |  | ● | [5 empty] | 1.2.1
Everfocus | Everfocus EHN3361 |  |  |  | ● | * | * | * | ● | ● |  | ●
Everfocus | Everfocus EMN2320 |  |  |  | ● | * | * | * | ● | ● |  | *
Everfocus | Everfocus EPN4122 |  |  | * | ● | * | ● | ● | ● |  |  | ● | [5 empty] | 1.2.1
Everfocus | Everfocus EPN4220 |  |  | * | ● | * | ● | ● | ● |  |  | ● | [5 empty] | 1.0.8
Everfocus | Everfocus EZN1260 |  |  |  | ● | * | * | * | ● | ● |  | *
Everfocus | Everfocus EZN1360 |  |  |  | ● | * | * | * | ● | ● |  | *
Everfocus | Everfocus EZN3160 |  |  | * | ● | * | * | * | ● |  |  | ● | [5 empty] | 1.2.1
Everfocus | Everfocus EZN3260 |  |  | * | ● | * | * | * | ● |  |  | ●
Everfocus | Everfocus EZN3261 |  |  |  | ● | * | * | * | ● | ● |  | ●
Everfocus | Everfocus EZN3340 |  |  | * | ● | * | * | * | ● | ● |  | ● | [5 empty] | 1.2.1
Everfocus | Everfocus EZN3361 |  |  |  | ● | * | * | * | ● | ● |  | ●
Everfocus | (DIGIEVER NVR supports Everfocus cameras with ONVIF)
Everfocus | Everfocus EHN2550 |  |  |  | ● | * | * | * | ● | ● |  | ● | [5 empty] | V1.0.1_20190924
Everfocus | Everfocus EZN2550 |  |  |  | ● | * | * | * | ● | ● |  | ● | [5 empty] | V1.0.1_20190924
FORENIX | FORENIX cameras
FORENIX | FORENIX IPD-4065CD |  |  | * | ● | * | * | * | ● | ● | ● | [6 empty] | VK1.0.15.1_TG
FLIR | (DIGIEVER NVR supports FLIR cameras with ONVIF)
FLIR | FLIR CB-620821-I |  |  |  | ● | * | * | * | ● | ● |  | ● | [5 empty] | dt20150426NSZ
FLIR | FLIR cameras
FLIR | FLIR FC-324-R |  |  |  | ● | * | * | ● | ● | ● (Onvif) |  | * |  |  | 10 |  |  | BU1.3.6.P03 *Temperature detection is supported and shown as motion detection.
FLIR | FLIR FC-334-R |  |  |  | ● | * | * | ● | ● | ● (Onvif) |  | * |  |  | 10 |  |  | BU1.3.6.P03 *Temperature detection is supported and shown as motion detection.
FLIR | FLIR FC-632-R |  |  |  | ● | * | * | ● | ● | ● (Onvif) |  | * |  |  | 10 |  |  | BU1.3.6.P03 *Temperature detection is supported and shown as motion detection.
FLIR | FLIR FC-645-R-PAL |  |  |  | ● | * | * | ● | ● | ● (Onvif) |  | * |  |  | 10 |  |  | BU1.3.6.P03 *Temperature detection is supported and shown as motion detection.
FLIR | (DIGIEVER NVR supports FLIR cameras with Generic RTSP method)
FLIR | URL |  | Generic MJPEG
FLIR | FLIR AX8 | [16 empty] | 1.44.16
Genie | Genie cameras
Genie | Genie IPB2IR |  |  |  | ● | * | * | * | ● | ● | *
Genie | Genie IPC2 |  |  |  | ● | * | * | * | ● | ● | ●
Genie | Genie IPDCD2 |  |  |  | ● | * | * | * | ● | ● | ●
Genie | Genie IPDCD2PTZ5 |  |  |  | ● | * | ● | ● | ● | ● | ●
Genie | Genie IPFD2PTD |  |  |  | ● | * | ● | ● | ● | ● | ● | *
Genie | Genie IPFD2PTZ5 |  |  |  | ● | * | ● | ● | ● | ● | * | *
Genie | Genie IPMD2AF |  |  |  | ● | * | * | * | ● | ●
Genie | Genie IPMD2AFIR |  |  |  | ● | * | * | * | ● | ● | ● | ●
Genie | Genie IPMVD2 |  |  |  | ● | * | * | * | ● | ● | * | *
Genie | Genie IPMVD2IR |  |  |  | ● | * | * | * | ● | ● | * | *
Genie | Genie IPSD2PTZ20 |  |  |  | ● | * | ● | ● | ● | ● |  | ●
Genie | Genie IPSD2PTZ20/IC |  |  |  | ● | * | ● | ● | ● | ● | ● | ●
Genie | Genie IPSD2PTZ20-C |  |  |  | ● | * | ● | ● | ● | ● |  | ●
Genie | Genie IPVD2AF |  |  |  | ● | * | * | ● | ● | ● | ●
Genie | Genie IPVD2AFIR |  |  |  | ● | * | * | ● | ● | ● | ●
Genie | Genie Video Server
Genie | Genie NV101 |  |  |  | ● | * | ● | ● | ● | ● |  | ●
Gen Security | Gen Security cameras
Gen Security | Gen Security GN-IRD150/IP |  |  |  | ● | * | * | * | ● | ● | * | ●
Gen Security | Gen Security GN-IREVD150/IP |  |  |  | ● | * | * | * | ● | ● | * | ●
Gen Security | Gen Security GN-P150/IP |  |  |  | ● | * | * | * | ● | ● | * | ●
Gen Security | Gen Security GN-P200/IP |  |  |  | ● | * | * | * | ● | ● | * | ●
Gen Security | Gen Security GN-P95/IP |  |  |  | ● | * | * | * | ● | ● | * | ●
GIGA-MEDIA | GIGAMEDIA cameras
GIGA-MEDIA | GIGA-MEDIA GGM NC1FB |  | ● | ● | ● | * | * | * | ● | ● | * | ●
GIGA-MEDIA | GIGA-MEDIA GGM ND2VBA |  | ● | ● | ● | * | * | * | ● | ● | ● | ●
GIGA-MEDIA | GIGA-MEDIA GGM NM2FBA |  | ● | ● | ● | * | * | * | ● | ● | ● | ●
GIGA-MEDIA | GIGA-MEDIA GGM NT3VB |  | ● | ● | ● | * | * | * | ● | ● | ● | ●
GIGA-MEDIA | (DIGIEVER NVR supports GIGAMEDIA cameras with ONVIF)
GIGA-MEDIA | GIGA-MEDIA CMR-HD200-20-K |  | * | * | ● | * | ● | ● | ● | ● |  | ● |  |  |  |  | Moving Speed(PTZ) | V5.2.0 build 150106
Geovision | Geovision cameras (Geovision FW version V2.10 or later)
Geovision | Geovision GV-BL1200 |  |  | * | ● | * | * |  | ● | ● | ● | ●
Geovision | Geovision GV-BL120D |  |  | * | ● | * | * |  | ● | ● | ● | ●
Geovision | Geovision GV-BL1210 |  |  | * | ● | * | * |  | ● | ● | ● | ●
Geovision | Geovision GV-BL1300 |  |  | * | ● | * | * |  | ● | ● | ● | ●
Geovision | Geovision GV-BL130D |  |  | * | ● | * | * |  | ● | ● | ● | ●
Geovision | Geovision GV-BL220D |  |  |  | ● | * | * |  | ● | ● | ● | ●
Geovision | Geovision GV-BL2400 |  |  | * | ● | * | * |  | ● | ● | ● | ●
Geovision | Geovision GV-BL2410 |  |  | * | ● | * | * |  | ● | ● | ● | ●
Geovision | Geovision GV-BL320D |  |  |  | ● | * | * |  | ● | ● | ● | ●
Geovision | Geovision GV-BL3400 |  |  | * | ● | * | * |  | ● | ● | ● | ●
Geovision | Geovision GV-BL3410 |  |  | * | ● | * | * |  | ● | ● | ● | ●
Geovision | Geovision GV-BL5310 |  |  | * | ● | * | * |  | ● | ● | ● | ●
Geovision | Geovision GV-BX1200 |  |  |  | ● | * | * | * | ● | ● | ● | ●
Geovision | Geovision GV-BX120D |  |  |  | ● | * | * |  | ● | ● | ● | ●
Geovision | Geovision GV-BX120D-E |  |  | * | ● | * | * |  | ● | ● | ● | ●
Geovision | Geovision GV-BX1300 |  |  | * | ● | * | * | * | ● | ● | ● | ●
Geovision | Geovision GV-BX130D |  |  |  | ● | * | * |  | ● | ● | ● | ●
Geovision | Geovision GV-BX220D |  |  | * | ● | * | * |  | ● | ● | ● | ●
Geovision | Geovision GV-BX220D-E |  |  |  | ● | * | * |  | ● | ● | ● | ●
Geovision | Geovision GV-BX2400 |  |  |  | ● | * | * | * | ● | ● | ● | ●
Geovision | Geovision GV-BX320D |  |  | * | ● | * | * |  | ● | ● | ● | ●
Geovision | Geovision GV-BX320D-E |  |  | * | ● | * | * |  | ● | ● | ● | ●
Geovision | Geovision GV-BX3400 |  |  | * | ● | * | * | * | ● | ● | ● | ●
Geovision | Geovision GV-BX3400-E |  |  | * | ● | * | * | * | ● | ● | ● | ●
Geovision | Geovision GV-BX520D |  |  | * | ● | * | * |  | ● | ● | ● | ●
Geovision | Geovision GV-BX520D-E |  |  | * | ● | * | * |  | ● | ● | ● | ●
Geovision | Geovision GV-BX5300 |  |  | * | ● | * | * | * | ● | ● | ● | ● | [5 empty] | v2.10 2014-01-08 (128 MB)
Geovision | Geovision GV-BX5300-E |  |  |  | ● | * | * |  | ● | ● | ● | ●
Geovision | Geovision GV-CA120 |  |  | * | ● | * | * | * | ● | ● | ● | ●
Geovision | Geovision GV-CA220 |  |  | * | ● | * | * | * | ● | ● | ● | ●
Geovision | Geovision GV-CAW120 |  |  | * | ● | * | * | * | ● | ● | ● | ●
Geovision | Geovision GV-CAW220 |  |  | * | ● | * | * | * | ● | ● | ● | ●
Geovision | Geovision GV-CB120 |  |  | * | ● | * | * | * | ● | ● | ● | ● | [5 empty] | v2.10 2014-01-08 (32 MB)
Geovision | Geovision GV-CB220 |  |  | * | ● | * | * | * | ● | ● | ● | ● | [5 empty] | v2.10 2014-01-08 (128 MB)
Geovision | Geovision GV-CBW120 |  |  | * | ● | * | * | * | ● | ● | ● | ●
Geovision | Geovision GV-CBW220 |  |  | * | ● | * | * | * | ● | ● | ● | ●
Geovision | Geovision GV-FD1200 |  |  | * | ● | * | * |  | ● | ● | ● | ●
Geovision | Geovision GV-FD120D |  |  | * | ● | * | * |  | ● | ● | ● | ●
Geovision | Geovision GV-FD1210 |  |  | * | ● | * | * |  | ● | ● | ● | ●
Geovision | Geovision GV-FD220D |  |  | * | ● | * | * |  | ● | ● | ● | ●
Geovision | Geovision GV-FD2400 |  |  | * | ● | * | * |  | ● | ● | ● | ●
Geovision | Geovision GV-FD2410 |  |  | * | ● | * | * |  | ● | ● | ● | ●
Geovision | Geovision GV-FD320D |  |  | * | ● | * | * |  | ● | ● | ● | ●
Geovision | Geovision GV-FD3400 |  |  | * | ● | * | * |  | ● | ● | ● | ●
Geovision | Geovision GV-FD3410 |  |  | * | ● | * | * |  | ● | ● | ● | ●
Geovision | Geovision GV-FD5300 |  |  | * | ● | * | * |  | ● | ● | ● | ●
Geovision | Geovision GV-MDR120 |  |  | * | ● | * | * | * | ● | ● | ● | ●
Geovision | Geovision GV-MDR220 |  |  | * | ● | * | * | * | ● | ● | ● | ●
Geovision | Geovision GV-MDR320 |  |  | * | ● | * | * | * | ● | ● | ● | ●
Geovision | Geovision GV-MDR520 |  |  | * | ● | * | * | * | ● | ● | ● | ●
Geovision | Geovision GV-MFD120 |  |  | * | ● | * | * | * | ● | ● | ● | ●
Geovision | Geovision GV-MFD130 |  |  | * | ● | * | * | * | ● | ● | ● | ● | [5 empty] | v2.10 2014-01-08 (128 MB)
Geovision | Geovision GV-MFD220 |  |  | * | ● | * | * | * | ● | ● | ● | ● | [5 empty] | v2.10 2014-01-08 (128 MB)
Geovision | Geovision GV-MFD2401 |  |  | * | ● | * | * | * | ● | ● | * | ● | [5 empty] | v2.11 2014-02-14 (128 MB)
Geovision | Geovision GV-MFD320 |  |  | * | ● | * | * | * | ● | ● | ● | ●
Geovision | Geovision GV-MFD520 |  |  | * | ● | * | * | * | ● | ● | ● | ●
Geovision | Geovision GV-UBL1211 |  |  | * | ● | * | * |  | ● | ● | ● | ●
Geovision | Geovision GV-UBL1301 |  |  | * | ● | * | * | * | ● | ● | ● | ●
Geovision | Geovision GV-UBL2401 |  |  | * | ● | * | * | * | ● | ● | ● | ● | [5 empty] | v2.11 2014-02-14 (128 MB)
Geovision | Geovision GV-UBL2411 |  |  | * | ● | * | * |  | ● | ● | ● | ●
Geovision | Geovision GV-UBL3401 |  |  | * | ● | * | * | * | ● | ● | ● | ●
Geovision | Geovision GV-UBL3411 |  |  | * | ● | * | * |  | ● | ● | ● | ●
Geovision | Geovision GV-UBX1301 |  |  | * | ● | * | * | * | ● | ● | ● | ●
Geovision | Geovision GV-UBX2301 |  |  | * | ● | * | * | * | ● | ● | ● | ● | [5 empty] | v2.11 2014-02-14 (128 MB)
Geovision | Geovision GV-UBX3301 |  |  | * | ● | * | * | * | ● | ● | ● | ●
Geovision | Geovision GV-VD120D |  |  | * | ● | * | * |  | ● | ● | ● | ●
Geovision | Geovision GV-VD220D |  |  | * | ● | * | * |  | ● | ● | ● | ●
Geovision | Geovision GV-VD320D |  |  | * | ● | * | * |  | ● | ● | ● | ●
Geovision | (DIGIEVER NVR supports Geovision cameras with ONVIF)
Geovision | Geovision GV-SD200 |  |  |  | ● | * |  |  | ● | ● |  | ● | [5 empty] | 1.04
GRASPHERE | GRASPHERE cameras
GRASPHERE | GRASPHERE GJ-IP2686GTVF-IRS |  | * | * | ● | ● | * | ● | ● | ● | ● | ● | * | * |  |  |  | V5.5.801 build 221125
GRASPHERE | GRASPHERE GJ-IP2786GTVF-IRS |  | * | * | ● | ● | ● | ● | ● | ● | ● | ● | * |  |  |  |  | V5.5.801 build 221125
GRASPHERE | GRASPHERE GGJ-IP63C5GPN-IRWDVS | ⓟⓒⓢ | * | * | ● | ● | * | * | * | ● | ● | ● | * | * |  |  |  | V5.5.801 build 221125
Grundig | Grundig cameras
Grundig | Grundig GCI-F0576TH |  |  | * | ● | * | * | * | ● | ● | ● | ● | [5 empty] | gr20141119NSA
Grundig | Grundig GCI-F0676D |  |  | * | ● | * | * | * | ● | ● | ● | ● | [5 empty] | gr20141119NSA
Grundig | Grundig GCI-F1576VH |  |  | * | ● | * | * | * | ● | ● | ● | ● | [5 empty] | gr20141119NSA
Grundig | Grundig GCI-G1536F | ⓟ |  | * | ● | * | * | * | ● | ● | ● | ● | [5 empty] | gr20141119NSA
Grundig | Grundig GCI-H0812W |  |  | * | ● | * | * | * | ● | ● | * | * | [5 empty] | gr20141119NSA
Grundig | Grundig GCI-K1526T |  |  | * | ● | * | * | * | ● | ● | ● | ● | [5 empty] | gr20141119NSA
Grundig | Grundig GCI-K1526V |  |  | * | ● | * | * | * | ● | ● | ● | ● | [5 empty] | z120131126NSA
Grundig | Grundig GCI-K1527V |  |  | * | ● | * | * | * | ● | ● | ● | ● | [5 empty] | gr20141023NSX
Grundig | Grundig GCI-K1586V |  |  | * | ● | * | * | * | ● | ● | ● | ● | [5 empty] | gr20141119NSA
Grundig | Grundig GCI-K1627D |  |  | * | ● | * | * | * | ● | ● | ● | ● | [5 empty] | gr20141023NSX
Grundig | Grundig GCI-K2505B |  |  | * | ● | * | * | * | ● | ● | ● | ● | [5 empty] | gr20141023NSX
Grundig | Grundig GCI-K2812W |  |  | * | ● | * | * | * | ● | ● | * | * | [5 empty] | gr20141119NSA
Grundig | Grundig GCI-L4687V |  |  | * | ● | * | * | * | ● | ● | * | * | [5 empty] | V1.0.0 build 161103
Grundig | Grundig GCI-M0566F | ⓟ |  | * | ● | * | * | * | ● | ● | ● | ● | [5 empty] | gr20141119NSA
Hanwha | Hanwha cameras
Hanwha | Hanwha LNO-6070R |  | ● | * | ● | * | * | * | ● | ● | * | * | * |  |  |  |  | 1.00_180119
Hanwha | Hanwha PNB-A6001 |  | ● | * | ● | ● | * | * | ● | ● | ● | ● | * |  |  | ● |  | V2.11.03
Hanwha | Hanwha PNB-A9001 |  | ● | * | ● | ● | * | * | ● | ● | ● | ● | * |  |  | ● | Auto Tracking | 2.11.10
Hanwha | Hanwha PNB-A9001LP |  | ● | * | ● | ● | * | * | ● | ● | ● | ● | * |  |  | ● |  | V2.11.03
Hanwha | Hanwha PND-A6081RF |  | ● | * | ● | ● | * | * | ● | ● | ● | ● | * |  |  | ● |  | V2.11.03
Hanwha | Hanwha PND-A6081RV |  | ● | * | ● | ● | * | * | ● | ● | ● | ● | * |  | 9 | ● |  | V2.11.03
Hanwha | Hanwha PND-A9081RF |  | ● | * | ● | ● | * | * | ● | ● | ● | ● | * |  |  | ● | Auto Tracking | 1.41.05
Hanwha | Hanwha PND-A9081RV |  | ● | * | ● | ● | * | * | ● | ● | ● | ● | * |  | 9 | ● | Auto Tracking | 2.11.10
Hanwha | Hanwha PNF-9010R | ⓟⓢ | ● | * | ● | ● | * | * | ● | ● | ● | ● | [5 empty] | 1.00_160831
Hanwha | Hanwha PNF-9010RV | ⓟⓢ | ● | * | ● | * | * | * | ● | ● | ● | ● | [5 empty] | 1.00_160831
Hanwha | Hanwha PNM-9080VQ |  | ● | * | ● | ● | * | * | ● | ● | ● | * | * |  |  |  |  | 1.01_170904
Hanwha | Hanwha PNO-A6081R |  | ● | * | ● | ● | * | ● | ● | ● | ● | ● | * | * | 3, 4, 9 | ● |  | V2.11.03
Hanwha | Hanwha PNO-9080R |  | ● | * | ● | * | * | * | ● | ● | ● | ● | [5 empty] | 1.00_160620
Hanwha | Hanwha PNO-A9081R |  | ● | * | ● | ● | * | * | ● | ● | ● | ● | * |  |  | ● | Auto Tracking | 1.41.05
Hanwha | Hanwha PNO-A9081RLP |  | ● | * | ● | ● | * | * | ● | ● | ● | ● | * |  |  | ● |  | V2.11.03
Hanwha | Hanwha PNO-A9311R |  | ● | * | ● | ● | * | ● | ● | ● | ● | ● | * | * | 3, 4, 9 | ● |  | V2.11.03
Hanwha | Hanwha PNV-A6081R |  | ● | * | ● | ● | * | * | ● | ● | ● | ● | * |  |  | ● |  | V2.11.03
Hanwha | Hanwha PNP-9200RH |  | ● | * | ● | ● | ● | ● | ● | ● | ● | ● | [5 empty] | 1.01_161129
Hanwha | Hanwha PNV-A9081R |  | ● | * | ● | ● | * | * | ● | ● | ● | ● | * |  |  |  | Auto Tracking | 1.41.05
Hanwha | Hanwha PNV-A9081RLP |  | ● | * | ● | ● | * | * | ● | ● | ● | ● | * |  |  | ● |  | V2.11.03
Hanwha | Hanwha QNB-6002 |  | ● | * | ● | ● | * | * | ● | ● | ● | ● | [5 empty] | 1.41.00
Hanwha | Hanwha QND-6011 |  | ● | * | ● |  | * | * | ● | ● | * | ● | * |  |  |  |  | Software: 1.21.02 SUNAPI version: 2.5.6
Hanwha | Hanwha QND-6012R |  | ● | * | ● | ● | * | * | ● | ● | ● | ● | [5 empty] | 1.41.10
Hanwha | Hanwha QND-6070R |  | ● | * | ● | ● | * | * | ● | ● | ● | ● | [5 empty] | 1.01_170221
Hanwha | Hanwha QND-6072R |  | ● | * | ● | ● | * | * | ● | ● | ● | ● | [5 empty] | 1.14.99
Hanwha | Hanwha QND-6082R |  | ● | * | ● | ● | * | * | ● | ● | ● | ● | [5 empty] | 1.41.10
Hanwha | Hanwha QND-7080R |  | ● | * | ● |  | * | * | ● | ● | ● | ● | * |  |  |  |  | 2.05_190318
Hanwha | Hanwha QND-8011 |  | ● | * | ● | ● | * | * | ● | ● | * | * | * | * | 9 |  |  | 1.41.16
Hanwha | Hanwha QNF-8010 | ⓟⓢ | ● | * | ● | ● | * | * | ● | ● | ● | ● | [5 empty] | 1.41.01
Hanwha | Hanwha QNO-6012R |  | ● | * | ● | ● | * | * | ● | ● | ● | ● | [5 empty] | 1.41.10
Hanwha | Hanwha QNO-6070R |  | ● | * | ● | ● | * | * | ● | ● | ● | ● | [5 empty] | 1.01_170221
Hanwha | Hanwha QNO-6072R |  | ● | * | ● | ● | * | * | ● | ● | ● | ● | [5 empty] | 1.41.02
Hanwha | Hanwha QNO-6082R |  | ● | * | ● | ● | * | * | ● | ● | ● | ● | [5 empty] | 1.41.10
Hanwha | Hanwha QNO-7080R |  | ● | * | ● | ● | * | * | ● | ● | ● | ● | [5 empty] | 1.02_170421
Hanwha | Hanwha QNO-8080R |  | ● | * | ● | ● | * | * | ● | ● | ● | * | * |  | 4 |  |  | V1.41.05
Hanwha | Hanwha QNP-6230H |  | ● | * | ● | ● | ● | ● | ● | ● | ● | ● | [5 empty] | 1.40.04
Hanwha | Hanwha QNP-6320R |  | ● | * | ● | ● | ● | ● | ● | ● | * | * | * |  | 4 |  |  | V2.11.01
Hanwha | Hanwha QNV-6070R |  | ● | * | ● | ● | * | * | ● | ● | ● | ● | [5 empty] | 1.01_170221
Hanwha | Hanwha QNV-6072R |  | ● | * | ● | ● | * | * | ● | ● | ● | ● | [5 empty] | 1.41.10
Hanwha | Hanwha QNV-6082R |  | ● | * | ● | ● | * | * | ● | ● | ● | ● | [5 empty] | 1.41.10
Hanwha | Hanwha QNV-7080R |  | ● | * | ● | ● | * | * | ● | ● | ● | ● | [5 empty] | 1.01_160819
Hanwha | Hanwha TID-600R |  | ● | * | ● | ● | * | * | * | ● | ● | ● | ● | ● | 1, 4, 5, 6, 11 |  |  | *Support call button video recording
Hanwha | Hanwha TNO-4030T |  | ● | * | ● | ● | * | * | ● | ● | ● | ● | * |  |  |  |  | 1.30.01
Hanwha | Hanwha TNF-9010 | ◆ⓟ CH1 | ● | * | ● | ● | * | * | ● | ● | ● | ● | * |  |  |  |  | V2.01.11
Hanwha | Hanwha TNF-9010 | ◆ CH2~5 | ● | * | ● | ● | ● | ● | ● | * | * | ● | * |  |  |  |  | V2.01.11 1. Each CH displays 1/4 screen of the whole screen 2. When users press "Home", CH2-5 will move to home together. 3. Support Parking Detecion (DIGIEVER NVR-Event Name Advanced Motion Detection)
Hanwha | Hanwha XNB-6000 |  | ● | * | ● | * | * | * | ● | ● | ● | ● | * |  |  |  |  | Software: 1.14_180417 SUNAPI version: 2.5.3
Hanwha | Hanwha XNB-6001 |  | ● | * | ● | ● | * | * | ● | ● | ● | ● | * |  |  |  |  | Software: 1.40.02 SUNAPI: 2.5.6
Hanwha | Hanwha XND-6080R |  | ● | * | ● | ● | * | * | ● | ● | ● | ● | [5 empty] | 1.01_170520
Hanwha | Hanwha XNF-8010RV | ⓟⓢ | ● | * | ● | ● | * | * | ● | ● | ● | ● | * |  |  |  |  | Software: 1.40.02 SUNAPI: 2.5.6
Hanwha | Hanwha XNF-9010RV | ⓟⓢ | ● | * | ● | ● | * | * | ● | ● | ● | ● | [5 empty] | 2.01.00
Hanwha | Hanwha XNO-6080R |  | ● | * | ● | ● | * | * | ● | ● | ● | ● | [5 empty] | 1.01_170520
Hanwha | Hanwha XNO-6120R |  | ● | * | ● | ● | * | * | ● | ● | ● | ● | [5 empty] | 1.40.02
Hanwha | Hanwha XNP-6040H |  | ● | * | ● | ● | ● | ● | ● | ● | ● | ● | * |  |  |  |  | Software: 1.40.02 SUNAPI: 2.5.6
Hanwha | Hanwha XNP-6120H |  | ● | * | ● | ● | ● | ● | ● | ● | ● | ● | * |  |  |  |  | Software: 1.40.02 SUNAPI: 2.5.6
Hanwha | Hanwha XNP-6205RH |  | ● | * | ● | ● | ● | ● | ● | ● | ● | ● | [5 empty] | 1.21
Hanwha | Hanwha XNP-6370RH |  | ● | * | ● | ● | ● | ● | ● | ● | ● | ● | * |  |  |  |  | 2.01_180517
Hanwha | Hanwha XNP-6371RH |  | ● | * | ● | ● | ● | ● | ● | ● | ● | ● | * |  |  |  |  | 1.40.02
Hanwha | Hanwha XNP-9300RW |  | ● | * | ● | ● | ● | ● | ● | ● | * | * | * |  | 4 |  |  | V2.01.06 *Support Video Quality: CBR & VBR
Hanwha | Hanwha XNP-C6403R |  | ● | * | ● | ● | ● | ● | ● | ● | * | * | * | * | 4
Hanwha | Hanwha XNV-6022R |  |  | * | ● | ● | * | * | ● | ● | * | ● | * |  |  |  |  | 1.30.00
Hanwha | Hanwha XNV-6080R |  | ● | * | ● | ● | * | * | ● | ● | ● | ● | [5 empty] | 1.01_170520
Hanwha | Hanwha XNV-6085 |  | ● | * | ● | ● | * | * | ● | ● | ● | ● | [5 empty] | 1.40.03
Hanwha | Hanwha XNV-6081Z |  |  | * | ● | ● | * | * | ● | ● | ● | ● | * |  |  |  |  | 1.40.01
Hanwha | Hanwha XNV-6120R |  | ● | * | ● | ● | * | * | ● | ● | ● | ● | * |  |  |  |  | 1.40.01
Hanwha | Hanwha XNZ-6320 |  | ● | * | ● | ● | * | ● | ● | ● | ● | ● | * | * | 4 |  |  | V2.10.02
Hanwha | Hanwha Thermal camera
Hanwha | Hanwha TNM-3620TDY | CH1 | ● | * | ● | ● | * | * | ● | ● | ● | ● | * | * | 1, 4, 5, 6, 11 |  |  | *Color
Hanwha | Hanwha TNM-3620TDY | CH2 | ● | * | ● | ● | * | * | * | * | * | * | * | * | 10 |  |  | *Thermal
Hanwha | Hanwha TNM-C4940TD | CH1 | ● | * | ● | ● | * | * | ● | ● | ● | ● | * |  |  |  |  | V2.21.00 *Color
Hanwha | Hanwha TNM-C4940TD | CH2 | ● | * | ● | ● | * | * | ● | ● | ● | ● | * |  |  |  |  | V2.21.00 *Thermal
Hanwha | Hanwha Video Server
Hanwha | Hanwha PNM-9000QB |  | ● | * | ● | ● | * | * | ● | ● | ● | ● | * | * | 4
Hanwha | Hanwha SPE-110 |  |  | * | ● | * | * | * | ● | ● | * | * | * |  |  |  |  | Software: 1.00 SUNAPI: 2.5.5
Hanwha | Hanwha SPE-110A |  | ● | * | ● | * | * | * | ● | ● | * | * | * |  |  |  |  | 1.31 (Model name on NVR: SPE-100)
Hanwha | Hanwha SPE-410 |  |  | * | ● | * | * | * | ● | ● | ● | ● | * |  |  |  |  | Software: 1.11 SUNAPI: 2.5.4
Hanwha | Hanwha SPE-420 | ◆ | ● | * | ● | ● | * | * | ● | ● | ● | ● | * |  |  |  |  | 2.11.02
Hanwha | Hanwha SPE-1610 | ◆ | ● | * | ● | * | * | * | ● | ● | ● | ● | * |  |  |  |  | Support to 16 CH
Hanwha | Hanwha SPE-1620 | ◆ | ● | * | ● | ● | * | * | ● | ● | ● | ● | * |  |  |  |  | Support to 16 CH
HDPRO | (DIGIEVER NVR supports HDPRO cameras with ONVIF)
HDPRO | HDPRO IC1420HTL211P |  |  | * | ● | * | * | * | ● | ● |  | ●
HDPRO | HDPRO IC146VTL211P |  |  | * | ● | * | * | * | ● | ● |  | ●
HDPRO | HDPRO IC148VTL211P |  |  | * | ● | * | * | * | ● | ● |  | ●
HDPRO | HDPRO IC1503HTL211P |  |  | * | ● | * | * | * | ● | ● |  | ●
HDPRO | HDPRO IC152VTL211P |  |  | * | ● | * | * | * | ● | ● |  | ●
HDPRO | HDPRO IC1560ZTL211P |  |  | * | ● | * | * | ● | ● | ● |  | ●
HDPRO | HDPRO IC1569HTL211P |  |  | * | ● | * | * | * | ● | ● |  | ●
HDPRO | HDPRO IC1586HML211P |  |  | * | ● | * | * | ● | ● | ● |  | ●
HDPRO | HDPRO IC1588HML211P |  |  | * | ● | * | * | ● | ● | ● |  | ●
HDPRO | HDPRO IC175VML211P |  |  | * | ● | * | * | ● | ● | ● |  | ●
HDPRO | HDPRO IC176DML211P |  |  | * | ● | * | * | ● | ● | ● |  | ●
HDPRO | HDPRO IC179VML211P |  |  | * | ● | * | * | ● | ● | ● |  | ●
HDPRO | HDPRO IC1882HTL211P |  |  | * | ● | * | * | * | ● | ● |  | ●
HDPRO | HDPRO IC1892HTL211P |  |  | * | ● | * | * | * | ● | ● |  | ●
HDPRO | HDPRO IC221ST211P |  |  | * | ● | * | ● | ● | ● | ● |  | ● |  |  |  |  | Moving Speed(PTZ)
HDPRO | HDPRO IC221STH211P |  |  | * | ● | * | ● | ● | ● | ● |  | ● |  |  |  |  | Moving Speed(PTZ)
HDPRO | HDPRO IC350DTL211P |  |  | * | ● | * | * | * | ● | ● |  | ●
HDPRO | HDPRO IC350DTL211PF |  |  | * | ● | * | * | * | ● | ● |  | ●
HDPRO | HDPRO IC360DTL211P |  |  | * | ● | * | * | * | ● | ● |  | ●
HDPRO | HDPRO IC377DTL211P |  |  | * | ● | * | * | * | ● | ● |  | ●
HDPRO | HDPRO IC380DML211P |  |  | * | ● | * | * | ● | ● | ● |  | ●
HDPRO | HDPRO IC391CTL211P |  |  | * | ● | * | * | * | ● | ● |  | ●
HDPRO | HDPRO IC7300HTL211P |  |  | * | ● | * | * | * | ● | ● |  | ●
HDPRO | HDPRO IC750CT210P |  |  | * | ● | * | * | * | ● | ● |  | ●
Herton | (DIGIEVER NVR supports Herton cameras with ONVIF)
Herton | Herton MC800S |  | * | * | ● | ● | * | * | * | ● | ● | ● | * |  |  |  |  | MC800S_AF_V2_STARC-H5 V3.0.8.3 build 2022-05-25
Hikvision | Hikivision cameras
Hikvision | Hikvision DS-2CD2012-I |  | ● |  | ● | * | * | * | ● | ● | * | *
Hikvision | Hikvision DS-2CD2032-I |  | ● |  | ● | * | * | * | ● | ● | * | *
Hikvision | Hikvision DS-2CD2112-I |  | ● |  | ● | * | * | * | ● | ● | * | *
Hikvision | Hikvision DS-2CD2132F-I |  | ● | * | ● | * | * | * | ● | ● |  | *
Hikvision | Hikvision DS-2CD2132-I |  | ● |  | ● | * | * | * | ● | ● | * | * | [5 empty] | V5.2.0 build 140721
Hikvision | Hikvision DS-2CD2143G0 |  |  | * | ● | ● | * | * | ● | ● | ● | ● | * |  |  |  |  | V5.5.51 build 180314
Hikvision | Hikvision DS-2CD2143G0-I-B |  |  | * | ● | ● | * | * | ● | ● | ● | ● | * |  |  |  |  | V5.5.51 build 180314
Hikvision | Hikvision DS-2CD2212-I3 |  | ● |  | ● | * | * | * | ● | ● | * | *
Hikvision | Hikvision DS-2CD2212-I5 |  | ● |  | ● | * | * | * | ● | ● | * | *
Hikvision | Hikvision DS-2CD2232-I3 |  | ● |  | ● | * | * | * | ● | ● | * | *
Hikvision | Hikvision DS-2CD2312-I |  | ● |  | ● | * | * | * | ● | ● | * | *
Hikvision | Hikvision DS-2CD2332-I |  | ● |  | ● | * | * | * | ● | ● | * | *
Hikvision | Hikvision DS-2CD2412F-I |  | ● |  | ● | * | * | * | ● | ● | * | ●
Hikvision | Hikvision DS-2CD2412F-IW |  | ● |  | ● | * | * | * | ● | ● | * | ●
Hikvision | Hikvision DS-2CD2423G0-I |  | * | * | ● | ● | * | * | ● | ● | * | ● | * | * |  |  |  | V5.6.0 build 190507
Hikvision | Hikvision DS-2CD2432F-I |  | ● |  | ● | * | * | * | ● | ● | * | ●
Hikvision | Hikvision DS-2CD2432F-IW |  | ● |  | ● | * | * | * | ● | ● | * | ●
Hikvision | Hikvision DS-2CD2512F-I |  | ● |  | ● | * | * | * | ● | ● | * | *
Hikvision | Hikvision DS-2CD2512F-IS |  | ● |  | ● | * | * | * | ● | ● | * | ●
Hikvision | Hikvision DS-2CD2512F-IW |  | ● |  | ● | * | * | * | ● | ● | * | *
Hikvision | Hikvision DS-2CD2512F-IWS |  | ● |  | ● | * | * | * | ● | ● | * | ●
Hikvision | Hikvision DS-2CD2532F-I |  | ● |  | ● | * | * | * | ● | ● | * | *
Hikvision | Hikvision DS-2CD2532F-IS |  | ● |  | ● | * | * | * | ● | ● | * | ●
Hikvision | Hikvision DS-2CD2532F-IW |  | ● |  | ● | * | * | * | ● | ● | * | *
Hikvision | Hikvision DS-2CD2532F-IWS |  | ● |  | ● | * | * | * | ● | ● | * | ●
Hikvision | Hikvision DS-2CD2612F-I |  | ● |  | ● | * | * | * | ● | ● | * | *
Hikvision | Hikvision DS-2CD2612F-IS |  | ● |  | ● | * | * | * | ● | ● | * | ●
Hikvision | Hikvision DS-2CD2620F-IZ |  |  | * | ● | * | * | * | ● | ● | ● | ● | [5 empty] | V5.4.3 build 160705
Hikvision | Hikvision DS-2CD2620F-IZS |  |  | * | ● | * | * | * | ● | ● | ● | ● | [5 empty] | V5.4.3 build 160705
Hikvision | Hikvision DS-2CD2625FWD-IZS |  |  | * | ● | ● | * | ● | ● | ● |  | ● | [5 empty] | V5.5.51 build 180314 Please enable hikvision cgi on camera webpage first, before adding camera.
Hikvision | Hikvision DS-2CD2626G2-IZSU/SL |  | * | * | ● | ● | * | ● | ● | ● | * | ● | * |  |  |  |  | V5.7.0 build 220419
Hikvision | Hikvision DS-2CD2632F-I |  | ● |  | ● | * | * | * | ● | ● | * | *
Hikvision | Hikvision DS-2CD2632F-IS |  | ● |  | ● | * | * | * | ● | ● | * | ●
Hikvision | Hikvision DS-2CD2712F-I |  | ● |  | ● | * | * | * | ● | ● | * | *
Hikvision | Hikvision DS-2CD2712F-IS |  | ● |  | ● | * | * | * | ● | ● | * | ●
Hikvision | Hikvision DS-2CD2725FWD-IZS |  |  | * | * | * | * | ● | ● | ● |  | ● | [5 empty] | V5.5.51 build 180314 Please enable hikvision cgi on camera webpage first, before adding camera.
Hikvision | Hikvision DS-2CD2732F-I |  | ● |  | ● | * | * | * | ● | ● | * | *
Hikvision | Hikvision DS-2CD2732F-IS |  | ● |  | ● | * | * | * | ● | ● | * | ●
Hikvision | Hikvision DS-2CD6332FWD-I |  |  |  | ● | * | * | * | ● | ● | ● | ● | [5 empty] | V5.4.3 build 160705
Hikvision | Hikvision DS-2CD6332FWD-IS | ⓟⓒ |  |  | ● | * | * | * | ● | ● | ● | ● | [5 empty] | V5.3.5 build 160106
Hikvision | Hikvision DS-2CD6332FWD-ISV | ⓟⓒ |  |  | ● | * | * | * | ● | ● | ● | ● | [5 empty] | V5.3.5 build 160106
Hikvision | Hikvision DS-2CD6332FWD-IV | ⓟⓒ |  |  | ● | * | * | * | ● | ● | ● | ● | [5 empty] | V5.3.5 build 160106
Hikvision | Hikvision DS-2CD7133-E |  | ● | ● | ● | * | * | * | ● | ● |  | *
Hikvision | Hikvision DS-2CD7153-E |  | ● | ● | ● | * | * | * | ● | ● |  | *
Hikvision | Hikvision DS-2CD7164-E |  | ● | ● | ● | * | * | * | ● | ● |  | *
Hikvision | Hikvision DS-2CD7233F-EIZ |  | ● | ● | ● | * | * | * | ● | ● |  | *
Hikvision | Hikvision DS-2CD7233F-EIZH |  | ● | ● | ● | * | * | * | ● | ● |  | *
Hikvision | Hikvision DS-2CD7233F-EIZHS |  | ● | ● | ● | * | * | * | ● | ● |  | ●
Hikvision | Hikvision DS-2CD7233F-EIZS |  | ● | ● | ● | * | * | * | ● | ● |  | ●
Hikvision | Hikvision DS-2CD7233F-EZ |  | ● | ● | ● | * | * | * | ● | ● |  | *
Hikvision | Hikvision DS-2CD7233F-EZH |  | ● | ● | ● | * | * | * | ● | ● |  | *
Hikvision | Hikvision DS-2CD7233F-EZHS |  | ● | ● | ● | * | * | * | ● | ● |  | ●
Hikvision | Hikvision DS-2CD7233F-EZS |  | ● | ● | ● | * | * | * | ● | ● |  | ●
Hikvision | Hikvision DS-2CD7253F-EIZ |  | ● | ● | ● | * | * | * | ● | ● |  | *
Hikvision | Hikvision DS-2CD7253F-EIZH |  | ● | ● | ● | * | * | * | ● | ● |  | *
Hikvision | Hikvision DS-2CD7253F-EIZHS |  | ● | ● | ● | * | * | * | ● | ● |  | ●
Hikvision | Hikvision DS-2CD7253F-EIZS |  | ● | ● | ● | * | * | * | ● | ● |  | ●
Hikvision | Hikvision DS-2CD7253F-EZ |  | ● | ● | ● | * | * | * | ● | ● |  | *
Hikvision | Hikvision DS-2CD7253F-EZH |  | ● | ● | ● | * | * | * | ● | ● |  | *
Hikvision | Hikvision DS-2CD7253F-EZHS |  | ● | ● | ● | * | * | * | ● | ● |  | ●
Hikvision | Hikvision DS-2CD7253F-EZS |  | ● | ● | ● | * | * | * | ● | ● |  | ●
Hikvision | Hikvision DS-2CD7254F-EIZ |  | ● | ● | ● | * | * | * | ● | ● |  | *
Hikvision | Hikvision DS-2CD7254F-EIZH |  | ● | ● | ● | * | * | * | ● | ● |  | *
Hikvision | Hikvision DS-2CD7254F-EIZHS |  | ● | ● | ● | * | * | * | ● | ● |  | ●
Hikvision | Hikvision DS-2CD7254F-EIZS |  | ● | ● | ● | * | * | * | ● | ● |  | ●
Hikvision | Hikvision DS-2CD7254F-EZ |  | ● | ● | ● | * | * | * | ● | ● |  | *
Hikvision | Hikvision DS-2CD7254F-EZH |  | ● | ● | ● | * | * | * | ● | ● |  | *
Hikvision | Hikvision DS-2CD7254F-EZHS |  | ● | ● | ● | * | * | * | ● | ● |  | ●
Hikvision | Hikvision DS-2CD7254F-EZS |  | ● | ● | ● | * | * | * | ● | ● |  | ●
Hikvision | Hikvision DS-2CD7255F-EIZ |  | ● | ● | ● | * | * | * | ● | ● |  | *
Hikvision | Hikvision DS-2CD7255F-EIZH |  | ● | ● | ● | * | * | * | ● | ● |  | *
Hikvision | Hikvision DS-2CD7255F-EIZHS |  | ● | ● | ● | * | * | * | ● | ● |  | ●
Hikvision | Hikvision DS-2CD7255F-EIZS |  | ● | ● | ● | * | * | * | ● | ● |  | ●
Hikvision | Hikvision DS-2CD7255F-EZ |  | ● | ● | ● | * | * | * | ● | ● |  | *
Hikvision | Hikvision DS-2CD7255F-EZH |  | ● | ● | ● | * | * | * | ● | ● |  | *
Hikvision | Hikvision DS-2CD7255F-EZHS |  | ● | ● | ● | * | * | * | ● | ● |  | ●
Hikvision | Hikvision DS-2CD7255F-EZS |  | ● | ● | ● | * | * | * | ● | ● |  | ●
Hikvision | Hikvision DS-2CD7263NF-EIZ |  | ● | ● | ● | * | * | * | ● | ● |  | *
Hikvision | Hikvision DS-2CD7263NF-EIZH |  | ● | ● | ● | * | * | * | ● | ● |  | *
Hikvision | Hikvision DS-2CD7263NF-EIZHS |  | ● | ● | ● | * | * | * | ● | ● |  | ●
Hikvision | Hikvision DS-2CD7263NF-EIZS |  | ● | ● | ● | * | * | * | ● | ● |  | ●
Hikvision | Hikvision DS-2CD7263NF-EZ |  | ● | ● | ● | * | * | * | ● | ● |  | *
Hikvision | Hikvision DS-2CD7263NF-EZH |  | ● | ● | ● | * | * | * | ● | ● |  | *
Hikvision | Hikvision DS-2CD7263NF-EZHS |  | ● | ● | ● | * | * | * | ● | ● |  | ●
Hikvision | Hikvision DS-2CD7263NF-EZS |  | ● | ● | ● | * | * | * | ● | ● |  | ●
Hikvision | Hikvision DS-2CD7263PF-EIZ |  | ● | ● | ● | * | * | * | ● | ● |  | *
Hikvision | Hikvision DS-2CD7263PF-EIZH |  | ● | ● | ● | * | * | * | ● | ● |  | *
Hikvision | Hikvision DS-2CD7263PF-EIZHS |  | ● | ● | ● | * | * | * | ● | ● |  | ●
Hikvision | Hikvision DS-2CD7263PF-EIZS |  | ● | ● | ● | * | * | * | ● | ● |  | ●
Hikvision | Hikvision DS-2CD7263PF-EZ |  | ● | ● | ● | * | * | * | ● | ● |  | *
Hikvision | Hikvision DS-2CD7263PF-EZH |  | ● | ● | ● | * | * | * | ● | ● |  | *
Hikvision | Hikvision DS-2CD7263PF-EZHS |  | ● | ● | ● | * | * | * | ● | ● |  | ●
Hikvision | Hikvision DS-2CD7263PF-EZS |  | ● | ● | ● | * | * | * | ● | ● |  | ●
Hikvision | Hikvision DS-2CD7264FWD-EIZ |  | ● | ● | ● | * | * | * | ● | ● |  | *
Hikvision | Hikvision DS-2CD7264FWD-EIZH |  | ● | ● | ● | * | * | * | ● | ● |  | *
Hikvision | Hikvision DS-2CD7264FWD-EIZHS |  | ● | ● | ● | * | * | * | ● | ● |  | ●
Hikvision | Hikvision DS-2CD7264FWD-EIZS |  | ● | ● | ● | * | * | * | ● | ● |  | ●
Hikvision | Hikvision DS-2CD7264FWD-EZ |  | ● | ● | ● | * | * | * | ● | ● |  | *
Hikvision | Hikvision DS-2CD7264FWD-EZH |  | ● | ● | ● | * | * | * | ● | ● |  | *
Hikvision | Hikvision DS-2CD7264FWD-EZHS |  | ● | ● | ● | * | * | * | ● | ● |  | ●
Hikvision | Hikvision DS-2CD7264FWD-EZS |  | ● | ● | ● | * | * | * | ● | ● |  | ●
Hikvision | Hikvision DS-2CD7283F-EIZ |  | ● | ● | ● | * | * | * | ● | ● |  | *
Hikvision | Hikvision DS-2CD7283F-EIZH |  | ● | ● | ● | * | * | * | ● | ● |  | *
Hikvision | Hikvision DS-2CD7283F-EIZHS |  | ● | ● | ● | * | * | * | ● | ● |  | ●
Hikvision | Hikvision DS-2CD7283F-EIZS |  | ● | ● | ● | * | * | * | ● | ● |  | ●
Hikvision | Hikvision DS-2CD7283F-EZ |  | ● | ● | ● | * | * | * | ● | ● |  | *
Hikvision | Hikvision DS-2CD7283F-EZH |  | ● | ● | ● | * | * | * | ● | ● |  | *
Hikvision | Hikvision DS-2CD7283F-EZHS |  | ● | ● | ● | * | * | * | ● | ● |  | ●
Hikvision | Hikvision DS-2CD7283F-EZS |  | ● | ● | ● | * | * | * | ● | ● |  | ●
Hikvision | Hikvision DS-2CD7293NF-EIZ |  | ● | ● | ● | * | * | * | ● | ● |  | *
Hikvision | Hikvision DS-2CD7293NF-EIZH |  | ● | ● | ● | * | * | * | ● | ● |  | *
Hikvision | Hikvision DS-2CD7293NF-EIZHS |  | ● | ● | ● | * | * | * | ● | ● |  | *
Hikvision | Hikvision DS-2CD7293NF-EIZS |  | ● | ● | ● | * | * | * | ● | ● |  | *
Hikvision | Hikvision DS-2CD7293NF-EZ |  | ● | ● | ● | * | * | * | ● | ● |  | *
Hikvision | Hikvision DS-2CD7293NF-EZH |  | ● | ● | ● | * | * | * | ● | ● |  | *
Hikvision | Hikvision DS-2CD7293NF-EZHS |  | ● | ● | ● | * | * | * | ● | ● |  | *
Hikvision | Hikvision DS-2CD7293NF-EZS |  | ● | ● | ● | * | * | * | ● | ● |  | *
Hikvision | Hikvision DS-2CD7293NFWD-EIZ |  | ● | ● | ● | * | * | * | ● | ● |  | *
Hikvision | Hikvision DS-2CD7293NFWD-EIZH |  | ● | ● | ● | * | * | * | ● | ● |  | *
Hikvision | Hikvision DS-2CD7293NFWD-EIZHS |  | ● | ● | ● | * | * | * | ● | ● |  | *
Hikvision | Hikvision DS-2CD7293NFWD-EIZS |  | ● | ● | ● | * | * | * | ● | ● |  | *
Hikvision | Hikvision DS-2CD7293NFWD-EZ |  | ● | ● | ● | * | * | * | ● | ● |  | *
Hikvision | Hikvision DS-2CD7293NFWD-EZH |  | ● | ● | ● | * | * | * | ● | ● |  | *
Hikvision | Hikvision DS-2CD7293NFWD-EZHS |  | ● | ● | ● | * | * | * | ● | ● |  | *
Hikvision | Hikvision DS-2CD7293NFWD-EZS |  | ● | ● | ● | * | * | * | ● | ● |  | *
Hikvision | Hikvision DS-2CD7293PF-EIZ |  |  | ● | ● | * | * | * | ● | ● |  | *
Hikvision | Hikvision DS-2CD7293PF-EIZH |  |  | ● | ● | * | * | * | ● | ● |  | *
Hikvision | Hikvision DS-2CD7293PF-EZ |  |  | ● | ● | * | * | * | ● | ●
Hikvision | Hikvision DS-2CD7293PF-EZH |  |  | ● | ● | * | * | * | ● | ● |  | *
Hikvision | Hikvision DS-2CD7293PFWD-EIZ |  | ● | ● | ● | * | * | * | ● | ● |  | *
Hikvision | Hikvision DS-2CD7293PFWD-EIZH |  | ● | ● | ● | * | * | * | ● | ● |  | *
Hikvision | Hikvision DS-2CD7293PFWD-EIZHS |  | ● | ● | ● | * | * | * | ● | ● |  | ●
Hikvision | Hikvision DS-2CD7293PFWD-EIZS |  | ● | ● | ● | * | * | * | ● | ● |  | ●
Hikvision | Hikvision DS-2CD7293PFWD-EZ |  | ● | ● | ● | * | * | * | ● | ● |  | *
Hikvision | Hikvision DS-2CD7293PFWD-EZH |  | ● | ● | ● | * | * | * | ● | ● |  | *
Hikvision | Hikvision DS-2CD7293PFWD-EZHS |  | ● | ● | ● | * | * | * | ● | ● |  | ●
Hikvision | Hikvision DS-2CD7293PFWD-EZS |  | ● | ● | ● | * | * | * | ● | ● |  | ●
Hikvision | Hikvision DS-2CD733F-E |  | ● | ● | ● | * | * | * | ● | ● |  | ●
Hikvision | Hikvision DS-2CD733F-EI |  | ● | ● | ● | * | * | * | ● | ● |  | ● | [5 empty] | V4.1.0 130111
Hikvision | Hikvision DS-2CD733F-EIZ |  | ● | ● | ● | * | * | * | ● | ● |  | ●
Hikvision | Hikvision DS-2CD733F-EZ |  | ● | ● | ● | * | * | * | ● | ● |  | ●
Hikvision | Hikvision DS-2CD7353F-E |  | ● | ● | ● | * | * | * | ● | ● |  | *
Hikvision | Hikvision DS-2CD7353F-EI |  | ● | ● | ● | * | * | * | ● | ● |  | *
Hikvision | Hikvision DS-2CD7353F-EIS |  | ● | ● | ● | * | * | * | ● | ● |  | ●
Hikvision | Hikvision DS-2CD7353F-ES |  | ● | ● | ● | * | * | * | ● | ● |  | ●
Hikvision | Hikvision DS-2CD7393NF-E |  | ● | ● | ● | * | * | * | ● | ● |  | *
Hikvision | Hikvision DS-2CD7393NF-EI |  | ● | ● | ● | * | * | * | ● | ● |  | *
Hikvision | Hikvision DS-2CD7393NF-EIS |  | ● | ● | ● | * | * | * | ● | ● |  | ●
Hikvision | Hikvision DS-2CD7393NF-ES |  | ● | ● | ● | * | * | * | ● | ● |  | ●
Hikvision | Hikvision DS-2CD7393NFWD-E |  | ● | ● | ● | * | * | * | ● | ● |  | *
Hikvision | Hikvision DS-2CD7393NFWD-EI |  | ● | ● | ● | * | * | * | ● | ● |  | *
Hikvision | Hikvision DS-2CD7393NFWD-EIS |  | ● | ● | ● | * | * | * | ● | ● |  | ●
Hikvision | Hikvision DS-2CD7393NFWD-ES |  | ● | ● | ● | * | * | * | ● | ● |  | ●
Hikvision | Hikvision DS-2CD7393PF-E |  | ● | ● | ● | * | * | * | ● | ● |  | *
Hikvision | Hikvision DS-2CD7393PF-EI |  | ● | ● | ● | * | * | * | ● | ● |  | *
Hikvision | Hikvision DS-2CD7393PF-EIS |  | ● | ● | ● | * | * | * | ● | ● |  | ●
Hikvision | Hikvision DS-2CD7393PF-ES |  | ● | ● | ● | * | * | * | ● | ● |  | *
Hikvision | Hikvision DS-2CD7393PFWD-E |  | ● | ● | ● | * | * | * | ● | ● |  | *
Hikvision | Hikvision DS-2CD7393PFWD-EI |  | ● | ● | ● | * | * | * | ● | ● |  | *
Hikvision | Hikvision DS-2CD7393PFWD-EIS |  | ● | ● | ● | * | * | * | ● | ● |  | ●
Hikvision | Hikvision DS-2CD7393PFWD-ES |  | ● | ● | ● | * | * | * | ● | ● |  | ●
Hikvision | Hikvision DS-2CD753F-E |  | ● | ● | ● | * | * | * | ● | ● |  | ●
Hikvision | Hikvision DS-2CD753F-EI |  | ● | ● | ● | * | * | * | ● | ● |  | ●
Hikvision | Hikvision DS-2CD753F-EIZ |  | ● | ● | ● | * | * | * | ● | ● |  | ●
Hikvision | Hikvision DS-2CD753F-EZ |  | ● | ● | ● | * | * | * | ● | ● |  | ●
Hikvision | Hikvision DS-2CD754F-E |  | ● | ● | ● | * | * | * | ● | ● |  | ●
Hikvision | Hikvision DS-2CD754F-EI |  | ● | ● | ● | * | * | * | ● | ● |  | ●
Hikvision | Hikvision DS-2CD754F-EIZ |  | ● | ● | ● | * | * | * | ● | ● |  | ●
Hikvision | Hikvision DS-2CD754F-EZ |  | ● | ● | ● | * | * | * | ● | ● |  | ●
Hikvision | Hikvision DS-2CD754FWD-E |  | ● | ● | ● | * | * | * | ● | ● |  | ●
Hikvision | Hikvision DS-2CD754FWD-EI |  | ● | ● | ● | * | * | * | ● | ● |  | ●
Hikvision | Hikvision DS-2CD754FWD-EIZ |  | ● | ● | ● | * | * | * | ● | ● |  | ●
Hikvision | Hikvision DS-2CD754FWD-EZ |  | ● | ● | ● | * | * | * | ● | ● |  | ●
Hikvision | Hikvision DS-2CD755F-E |  | ● | ● | ● | * | * | * | ● | ● |  | ●
Hikvision | Hikvision DS-2CD755F-EI |  | ● | ● | ● | * | * | * | ● | ● |  | ●
Hikvision | Hikvision DS-2CD755F-EIZ |  | ● | ● | ● | * | * | * | ● | ● |  | ●
Hikvision | Hikvision DS-2CD755F-EZ |  | ● | ● | ● | * | * | * | ● | ● |  | ●
Hikvision | Hikvision DS-2CD763NF-E |  | ● | ● | ● | * | * | * | ● | ● |  | ●
Hikvision | Hikvision DS-2CD763NF-EI |  | ● | ● | ● | * | * | * | ● | ● |  | ●
Hikvision | Hikvision DS-2CD763NF-EIZ |  | ● | ● | ● | * | * | * | ● | ● |  | ●
Hikvision | Hikvision DS-2CD763NF-EZ |  | ● | ● | ● | * | * | * | ● | ● |  | ●
Hikvision | Hikvision DS-2CD763PF-E |  | ● | ● | ● | * | * | * | ● | ● |  | ●
Hikvision | Hikvision DS-2CD763PF-EI |  | ● | ● | ● | * | * | * | ● | ● |  | ●
Hikvision | Hikvision DS-2CD763PF-EIZ |  | ● | ● | ● | * | * | * | ● | ● |  | ●
Hikvision | Hikvision DS-2CD763PF-EZ |  | ● | ● | ● | * | * | * | ● | ● |  | ●
Hikvision | Hikvision DS-2CD764F-E |  | ● | ● | ● | * | * | * | ● | ● |  | ●
Hikvision | Hikvision DS-2CD764F-EI |  | ● | ● | ● | * | * | * | ● | ● |  | ●
Hikvision | Hikvision DS-2CD764F-EIZ |  | ● | ● | ● | * | * | * | ● | ● |  | ●
Hikvision | Hikvision DS-2CD764F-EZ |  | ● | ● | ● | * | * | * | ● | ● |  | ●
Hikvision | Hikvision DS-2CD764FWD-E |  | ● | ● | ● | * | * | * | ● | ● |  | ●
Hikvision | Hikvision DS-2CD764FWD-EI |  | ● | ● | ● | * | * | * | ● | ● |  | ●
Hikvision | Hikvision DS-2CD764FWD-EIZ |  | ● | ● | ● | * | * | * | ● | ● |  | ●
Hikvision | Hikvision DS-2CD764FWD-EZ |  | ● | ● | ● | * | * | * | ● | ● |  | ●
Hikvision | Hikvision DS-2CD783F-E |  | ● | ● | ● | * | * | * | ● | ● |  | ●
Hikvision | Hikvision DS-2CD783F-EI |  | ● | ● | ● | * | * | * | ● | ● |  | ●
Hikvision | Hikvision DS-2CD783F-EIZ |  | ● | ● | ● | * | * | * | ● | ● |  | ●
Hikvision | Hikvision DS-2CD793NF-E |  | ● | ● | ● | * | * | * | ● | ● |  | ●
Hikvision | Hikvision DS-2CD793NF-EI |  | ● | ● | ● | * | * | * | ● | ● |  | ●
Hikvision | Hikvision DS-2CD793NF-EIZ |  | ● | ● | ● | * | * | * | ● | ● |  | ●
Hikvision | Hikvision DS-2CD793NF-EZ |  | ● | ● | ● | * | * | * | ● | ● |  | ●
Hikvision | Hikvision DS-2CD793NFWD-E |  | ● | ● | ● | * | * | * | ● | ● |  | ●
Hikvision | Hikvision DS-2CD793NFWD-EI |  | ● | ● | ● | * | * | * | ● | ● |  | ●
Hikvision | Hikvision DS-2CD793NFWD-EIZ |  | ● | ● | ● | * | * | * | ● | ● |  | ●
Hikvision | Hikvision DS-2CD793NFWD-EZ |  | ● | ● | ● | * | * | * | ● | ● |  | ●
Hikvision | Hikvision DS-2CD793PF-E |  | ● | ● | ● | * | * | * | ● | ● |  | ●
Hikvision | Hikvision DS-2CD793PF-EI |  | ● | ● | ● | * | * | * | ● | ● |  | ●
Hikvision | Hikvision DS-2CD793PF-EIZ |  | ● | ● | ● | * | * | * | ● | ● |  | ●
Hikvision | Hikvision DS-2CD793PF-EZ |  | ● | ● | ● | * | * | * | ● | ● |  | ●
Hikvision | Hikvision DS-2CD793PFWD-E |  | ● | ● | ● | * | * | * | ● | ● |  | ●
Hikvision | Hikvision DS-2CD793PFWD-EI |  | ● | ● | ● | * | * | * | ● | ● |  | ●
Hikvision | Hikvision DS-2CD793PFWD-EIZ |  | ● | ● | ● | * | * | * | ● | ● |  | ●
Hikvision | Hikvision DS-2CD793PFWD-EZ |  | ● | ● | ● | * | * | * | ● | ● |  | ●
Hikvision | Hikvision DS-2CD8133F-E |  | ● | ● | ● | * | * | * | ● | ● |  | ●
Hikvision | Hikvision DS-2CD8133F-EI |  | ● | ● | ● | * | * | * | ● | ● |  | ●
Hikvision | Hikvision DS-2CD8133F-EW |  | ● | ● | ● | * | * | * | ● | ● |  | ●
Hikvision | Hikvision DS-2CD8153F-E |  | ● | ● | ● | * | * | * | ● | ● |  | ●
Hikvision | Hikvision DS-2CD8153F-EI |  | ● | ● | ● | * | * | * | ● | ● |  | ●
Hikvision | Hikvision DS-2CD8153F-EW |  | ● | ● | ● | * | * | * | ● | ● |  | ●
Hikvision | Hikvision DS-2CD8233F-E |  |  | ● | ● | * | * | * | ● | ● |  | *
Hikvision | Hikvision DS-2CD8233F-EI |  | ● | ● | ● | * | * | * | ● | ● |  | *
Hikvision | Hikvision DS-2CD8233F-EIS |  | ● | ● | ● | * | * | * | ● | ● | * | ●
Hikvision | Hikvision DS-2CD8233F-EIZ |  | ● | ● | ● | * | * | * | ● | ● | * | *
Hikvision | Hikvision DS-2CD8233F-EIZS |  | ● | ● | ● | * | * | * | ● | ● | * | ●
Hikvision | Hikvision DS-2CD8233F-ES |  |  | ● | ● | * | * | * | ● | ●
Hikvision | Hikvision DS-2CD8233F-ES |  |  | ● | ● | * | * | * | ● | ●
Hikvision | Hikvision DS-2CD8253F-E |  |  | ● | ● | * | * | * | ● | ● |  | *
Hikvision | Hikvision DS-2CD8253F-EI |  | ● | ● | ● | * | * | * | ● | ● | * | *
Hikvision | Hikvision DS-2CD8253F-EIS |  | ● | ● | ● | * | * | * | ● | ● | * | ●
Hikvision | Hikvision DS-2CD8253F-EIZ |  | ● | ● | ● | * | * | * | ● | ● | * | *
Hikvision | Hikvision DS-2CD8253F-EIZS |  | ● | ● | ● | * | * | * | ● | ● | * | ●
Hikvision | Hikvision DS-2CD8253F-ES |  |  | ● | ● | * | * | * | ● | ●
Hikvision | Hikvision DS-2CD8254F-E |  |  | ● | ● | * | * | * | ● | ● |  | *
Hikvision | Hikvision DS-2CD8254F-EI |  | ● | ● | ● | * | * | * | ● | ● | * | * | [5 empty] | V4.0 build 120508
Hikvision | Hikvision DS-2CD8254F-EIS |  | ● | ● | ● | * | * | * | ● | ● | * | ●
Hikvision | Hikvision DS-2CD8254F-EIZ |  | ● | ● | ● | * | * | * | ● | ● | * | *
Hikvision | Hikvision DS-2CD8254F-EIZS |  | ● | ● | ● | * | * | * | ● | ● | * | ●
Hikvision | Hikvision DS-2CD8254F-ES |  |  | ● | ● | * | * | * | ● | ●
Hikvision | Hikvision DS-2CD8255F-E |  |  | ● | ● | * | * | * | ● | ● |  | *
Hikvision | Hikvision DS-2CD8255F-EI |  | ● | ● | ● | * | * | * | ● | ● | * | *
Hikvision | Hikvision DS-2CD8255F-EIS |  | ● | ● | ● | * | * | * | ● | ● | * | ●
Hikvision | Hikvision DS-2CD8255F-EIZ |  | ● | ● | ● | * | * | * | ● | ● | * | *
Hikvision | Hikvision DS-2CD8255F-EIZS |  | ● | ● | ● | * | * | * | ● | ● | * | ●
Hikvision | Hikvision DS-2CD8264F-E |  |  | ● | ● | * | * | * | ● | ● |  | *
Hikvision | Hikvision DS-2CD8264F-EI |  | ● | ● | ● | * | * | * | ● | ● | * | *
Hikvision | Hikvision DS-2CD8264F-EIS |  | ● | ● | ● | * | * | * | ● | ● | * | ●
Hikvision | Hikvision DS-2CD8264F-EIZ |  | ● | ● | ● | * | * | * | ● | ● | * | *
Hikvision | Hikvision DS-2CD8264F-EIZS |  | ● | ● | ● | * | * | * | ● | ● | * | ●
Hikvision | Hikvision DS-2CD8264FWD-E |  |  | ● | ● | * | * | * | ● | ● |  | *
Hikvision | Hikvision DS-2CD8264FWD-EI |  | ● | ● | ● | * | * | * | ● | ● | * | *
Hikvision | Hikvision DS-2CD8264FWD-EI |  |  | ● | ● | * | * | * | ● | ● |  | *
Hikvision | Hikvision DS-2CD8264FWD-EIS |  | ● | ● | ● | * | * | * | ● | ● | * | ●
Hikvision | Hikvision DS-2CD8264FWD-EIZ |  | ● | ● | ● | * | * | * | ● | ● | * | *
Hikvision | Hikvision DS-2CD8264FWD-EIZS |  | ● | ● | ● | * | * | * | ● | ● | * | ●
Hikvision | Hikvision DS-2CD8264FWD-ES |  |  | ● | ● | * | * | * | ● | ●
Hikvision | Hikvision DS-2CD8283F-E |  |  | ● | ● | * | * | * | ● | ● |  | *
Hikvision | Hikvision DS-2CD8283F-EI |  | ● | ● | ● | * | * | * | ● | ● | * | *
Hikvision | Hikvision DS-2CD8283F-EIS |  | ● | ● | ● | * | * | * | ● | ● | * | ●
Hikvision | Hikvision DS-2CD8283F-EIZ |  | ● | ● | ● | * | * | * | ● | ● | * | *
Hikvision | Hikvision DS-2CD8283F-EIZS |  | ● | ● | ● | * | * | * | ● | ● | * | ●
Hikvision | Hikvision DS-2CD8283F-ES |  |  | ● | ● | * | * | * | ● | ●
Hikvision | Hikvision DS-2CD833F-E |  | ● | ● | ● | * | * | * | ● | ● |  | ●
Hikvision | Hikvision DS-2CD833F-EW |  | ● | ● | ● | * | * | * | ● | ● |  | ●
Hikvision | Hikvision DS-2CD8433F-EI |  | ● | ● | ● | * | * | * | ● | ● | * | *
Hikvision | Hikvision DS-2CD8433F-EIW |  | ● | ● | ● | * | * | * | ● | ● | * | *
Hikvision | Hikvision DS-2CD8464F-EI |  | ● | ● | ● | * | * | * | ● | ● | * | *
Hikvision | Hikvision DS-2CD8464F-EIW |  | ● | ● | ● | * | * | * | ● | ● | * | *
Hikvision | Hikvision DS-2CD853F-E |  | ● | ● | ● | * | * | * | ● | ● |  | ●
Hikvision | Hikvision DS-2CD853F-EW |  | ● | ● | ● | * | * | * | ● | ● |  | ●
Hikvision | Hikvision DS-2CD854F-E |  | ● | ● | ● | * | * | * | ● | ● |  | ●
Hikvision | Hikvision DS-2CD854F-EW |  | ● | ● | ● | * | * | * | ● | ● |  | ●
Hikvision | Hikvision DS-2CD854FWD-E |  | ● | ● | ● | * | * | * | ● | ● |  | ●
Hikvision | Hikvision DS-2CD854FWD-EW |  | ● | ● | ● | * | * | * | ● | ● |  | ●
Hikvision | Hikvision DS-2CD855-EI3 |  | ● | ● | ● | * | * | * | ● | ● | * | *
Hikvision | Hikvision DS-2CD855-EI5 |  | ● | ● | ● | * | * | * | ● | ● | * | *
Hikvision | Hikvision DS-2CD855F-E |  | ● | ● | ● | * | * | * | ● | ● |  | ●
Hikvision | Hikvision DS-2CD855F-EW |  | ● | ● | ● | * | * | * | ● | ● |  | ●
Hikvision | Hikvision DS-2CD863NF-E |  | ● | ● | ● | * | * | * | ● | ● |  | ●
Hikvision | Hikvision DS-2CD863NF-EW |  | ● | ● | ● | * | * | * | ● | ● |  | ●
Hikvision | Hikvision DS-2CD863PF-E |  | ● | ● | ● | * | * | * | ● | ● |  | ●
Hikvision | Hikvision DS-2CD863PF-EW |  | ● | ● | ● | * | * | * | ● | ● |  | ●
Hikvision | Hikvision DS-2CD864-EI3 |  | ● | ● | ● | * | * | * | ● | ● | * | *
Hikvision | Hikvision DS-2CD864-EI5 |  | ● | ● | ● | * | * | * | ● | ● | * | *
Hikvision | Hikvision DS-2CD864F-E |  | ● | ● | ● | * | * | * | ● | ● |  | ●
Hikvision | Hikvision DS-2CD864F-EW |  | ● | ● | ● | * | * | * | ● | ● |  | ●
Hikvision | Hikvision DS-2CD864FWD-E |  | ● | ● | ● | * | * | * | ● | ● |  | ●
Hikvision | Hikvision DS-2CD864FWD-EW |  | ● | ● | ● | * | * | * | ● | ● |  | ●
Hikvision | Hikvision DS-2CD883F-E |  | ● | ● | ● | * | * | * | ● | ● |  | ●
Hikvision | Hikvision DS-2CD883F-EW |  | ● | ● | ● | * | * | * | ● | ● |  | ●
Hikvision | Hikvision DS-2CD893NF-E |  | ● | ● | ● | * | * | * | ● | ● |  | ●
Hikvision | Hikvision DS-2CD893NF-EW |  | ● | ● | ● | * | * | * | ● | ● |  | ●
Hikvision | Hikvision DS-2CD893NFWD-E |  | ● | ● | ● | * | * | * | ● | ● |  | ●
Hikvision | Hikvision DS-2CD893NFWD-EW |  | ● | ● | ● | * | * | * | ● | ● |  | ●
Hikvision | Hikvision DS-2CD893PF-E |  | ● | ● | ● | * | * | * | ● | ● |  | ●
Hikvision | Hikvision DS-2CD893PF-EW |  | ● | ● | ● | * | * | * | ● | ● |  | ●
Hikvision | Hikvision DS-2CD893PFWD-E |  | ● | ● | ● | * | * | * | ● | ● |  | ●
Hikvision | Hikvision DS-2CD893PFWD-EW |  | ● | ● | ● | * | * | * | ● | ● |  | ●
Hikvision | Hikvision DS-2DE4220-AE |  |  |  | ● | * | ● | ● | ● | ● | ●
Hikvision | Hikvision DS-2DE4225IW-DE |  |  | * | ● | ● | ● | ● | ● | ● |  | ● | [5 empty] | V5.5.3 build 171214 Please enable hikvision cgi on camera webpage first, before adding camera.
Hikvision | Hikvision DS-2DF1-401H |  |  | ● | ● | * | ● | ● | ● | ●
Hikvision | Hikvision DS-2DF1-502 |  |  | ● | ● | * | ● | ● | ● | ●
Hikvision | Hikvision DS-2DF1-503 |  |  | ● | ● | * | ● | ● | ● | ●
Hikvision | Hikvision DS-2DF1-504 |  |  | ● | ● | * | ● | ● | ● | ●
Hikvision | Hikvision DS-2DF1-505 |  |  | ● | ● | * | ● | ● | ● | ●
Hikvision | Hikvision DS-2DF1-506 |  |  | ● | ● | * | ● | ● | ● | ●
Hikvision | Hikvision DS-2DF1-507-B |  |  | ● | ● | * | ● | ● | ● | ●
Hikvision | Hikvision DS-2DF1-508 |  |  | ● | ● | * | ● | ● | ● | ●
Hikvision | Hikvision DS-2DF1-512 |  |  | ● | ● | * | ● | ● | ● | ●
Hikvision | Hikvision DS-2DF1-513 |  |  | ● | ● | * | ● | ● | ● | ●
Hikvision | Hikvision DS-2DF1-514 |  |  | ● | ● | * | ● | ● | ● | ●
Hikvision | Hikvision DS-2DF1-515 |  |  | ● | ● | * | ● | ● | ● | ●
Hikvision | Hikvision DS-2DF1-516 |  |  | ● | ● | * | ● | ● | ● | ●
Hikvision | Hikvision DS-2DF1-517-B |  |  | ● | ● | * | ● | ● | ● | ●
Hikvision | Hikvision DS-2DF1-518 |  |  | ● | ● | * | ● | ● | ● | ●
Hikvision | Hikvision DS-2DF1-51C |  |  | ● | ● | * | ● | ● | ● | ●
Hikvision | Hikvision DS-2DF1-51D |  |  | ● | ● | * | ● | ● | ● | ●
Hikvision | Hikvision DS-2DF1-572 |  |  | ● | ● | * | ● | ● | ● | ●
Hikvision | Hikvision DS-2DF1-57A |  |  | ● | ● | * | ● | ● | ● | ●
Hikvision | Hikvision DS-2DF1-601H |  |  | ● | ● | * | ● | ● | ● | ●
Hikvision | Hikvision DS-2DF1-602H |  |  | ● | ● | * | ● | ● | ● | ●
Hikvision | Hikvision DS-2DF1-603H |  |  | ● | ● | * | ● | ● | ● | ●
Hikvision | Hikvision DS-2DF1-605H |  |  | ● | ● | * | ● | ● | ● | ●
Hikvision | Hikvision DS-2DF1-606H |  |  | ● | ● | * | ● | ● | ● | ●
Hikvision | Hikvision DS-2DF1-607H |  |  | ● | ● | * | ● | ● | ● | ●
Hikvision | Hikvision DS-2DF1-611 |  |  | ● | ● | * | ● | ● | ● | ●
Hikvision | Hikvision DS-2DF1-612 |  |  | ● | ● | * | ● | ● | ● | ●
Hikvision | Hikvision DS-2DF1-613 |  |  | ● | ● | * | ● | ● | ● | ●
Hikvision | Hikvision DS-2DF1-616 |  |  | ● | ● | * | ● | ● | ● | ●
Hikvision | Hikvision DS-2DF1-617 |  |  | ● | ● | * | ● | ● | ● | ●
Hikvision | Hikvision DS-2DF1-672 |  |  | ● | ● | * | ● | ● | ● | ●
Hikvision | Hikvision DS-2DF1-713 |  |  | ● | ● | * | ● | ● | ● | ●
Hikvision | Hikvision DS-2DF1-715-B |  |  | ● | ● | * | ● | ● | ● | ●
Hikvision | Hikvision DS-2DF1-716 |  |  | ● | ● | * | ● | ● | ● | ●
Hikvision | Hikvision DS-2DF1-718 |  |  | ● | ● | * | ● | ● | ● | ●
Hikvision | Hikvision DS-2DF1-71C |  |  | ● | ● | * | ● | ● | ● | ●
Hikvision | Hikvision DS-2DF1-71D |  |  | ● | ● | * | ● | ● | ● | ●
Hikvision | Hikvision DS-2DF5272-A |  | ● | ● | ● | * | ● | * | ● | ● | * | ●
Hikvision | Hikvision DS-2DF5272-A3 |  | ● | ● | ● | * | ● | * | ● | ● | * | ●
Hikvision | Hikvision DS-2DF5272-D |  | ● | ● | ● | * | ● | * | ● | ● | * | ●
Hikvision | Hikvision DS-2DF5272-D3 |  | ● | ● | ● | * | ● | * | ● | ● | * | ●
Hikvision | Hikvision DS-2DF5274-A |  | ● | ● | ● | * | ● | * | ● | ● | * | ●
Hikvision | Hikvision DS-2DF5274-A3 |  | ● | ● | ● | * | ● | * | ● | ● | * | ●
Hikvision | Hikvision DS-2DF5274-A3F |  | ● | ● | ● | * | ● | * | ● | ● | * | ●
Hikvision | Hikvision DS-2DF5274-AE3 |  | ● | ● | ● | * | ● | * | ● | ● | * | ●
Hikvision | Hikvision DS-2DF5274-AEL |  | ● | ● | ● | * | ● | * | ● | ● | * | ●
Hikvision | Hikvision DS-2DF5274-AF |  | ● | ● | ● | * | ● | * | ● | ● | * | ●
Hikvision | Hikvision DS-2DF5274-D |  | ● | ● | ● | * | ● | * | ● | ● | * | ●
Hikvision | Hikvision DS-2DF5274-D3 |  | ● | ● | ● | * | ● | * | ● | ● | * | ●
Hikvision | Hikvision DS-2DF5275-A3H |  | ● | ● | ● | * | ● | * | ● | ● | * | ●
Hikvision | Hikvision DS-2DF5275-AH |  | ● | ● | ● | * | ● | * | ● | ● | * | ●
Hikvision | Hikvision DS-2DF5276-A |  | ● | ● | ● | * | ● | * | ● | ● | * | ●
Hikvision | Hikvision DS-2DF5276-A3 |  | ● | ● | ● | * | ● | * | ● | ● | * | ●
Hikvision | Hikvision DS-2DF5276-A3F |  | ● | ● | ● | * | ● | * | ● | ● | * | ●
Hikvision | Hikvision DS-2DF5276-A3H |  | ● | ● | ● | * | ● | * | ● | ● | * | ●
Hikvision | Hikvision DS-2DF5276-AE3 |  | ● | ● | ● | * | ● | * | ● | ● | * | ●
Hikvision | Hikvision DS-2DF5276-AEL |  | ● | ● | ● | * | ● | * | ● | ● | * | ●
Hikvision | Hikvision DS-2DF5276-AF |  | ● | ● | ● | * | ● | * | ● | ● | * | ●
Hikvision | Hikvision DS-2DF5276-AH |  | ● | ● | ● | * | ● | * | ● | ● | * | ●
Hikvision | Hikvision DS-2DF5276-D |  | ● | ● | ● | * | ● | * | ● | ● | * | ●
Hikvision | Hikvision DS-2DF5276-D3 |  | ● | ● | ● | * | ● | * | ● | ● | * | ●
Hikvision | Hikvision DS-2DF527A-A |  | ● | ● | ● | * | ● | * | ● | ● | * | ●
Hikvision | Hikvision DS-2DF527A-A3 |  | ● | ● | ● | * | ● | * | ● | ● | * | ●
Hikvision | Hikvision DS-2DF527A-D |  | ● | ● | ● | * | ● | * | ● | ● | * | ●
Hikvision | Hikvision DS-2DF527A-D3 |  | ● | ● | ● | * | ● | * | ● | ● | * | ●
Hikvision | Hikvision DS-2DF5283-A |  | ● | ● | ● | * | ● | * | ● | ● | * | ●
Hikvision | Hikvision DS-2DF5283-A3 |  | ● | ● | ● | * | ● | * | ● | ● | * | ●
Hikvision | Hikvision DS-2DF5284-A |  | ● | ● | ● | * | ● | * | ● | ● | * | ●
Hikvision | Hikvision DS-2DF5284-A3 |  | ● | ● | ● | * | ● | * | ● | ● | * | ●
Hikvision | Hikvision DS-2DF5284-A3F |  | ● | ● | ● | * | ● | * | ● | ● | * | ●
Hikvision | Hikvision DS-2DF5284-AE3 |  | ● | ● | ● | * | ● | * | ● | ● | * | ●
Hikvision | Hikvision DS-2DF5284-AEL |  | ● | ● | ● | * | ● | * | ● | ● | * | ●
Hikvision | Hikvision DS-2DF5284-AF |  | ● | ● | ● | * | ● | * | ● | ● | * | ●
Hikvision | Hikvision DS-2DF5284-D |  | ● | ● | ● | * | ● | * | ● | ● | * | ●
Hikvision | Hikvision DS-2DF5284-D3 |  | ● | ● | ● | * | ● | * | ● | ● | * | ●
Hikvision | Hikvision DS-2DF5286-A |  | ● | ● | ● | * | ● | * | ● | ● | * | ●
Hikvision | Hikvision DS-2DF5286-A3 |  | ● | ● | ● | * | ● | * | ● | ● | * | ●
Hikvision | Hikvision DS-2DF5286-A3F |  | ● | ● | ● | * | ● | * | ● | ● | * | ●
Hikvision | Hikvision DS-2DF5286-AE3 |  | ● | ● | ● | * | ● | * | ● | ● | * | ●
Hikvision | Hikvision DS-2DF5286-AEL |  | ● | ● | ● | * | ● | * | ● | ● | * | ●
Hikvision | Hikvision DS-2DF5286-AF |  | ● | ● | ● | * | ● | * | ● | ● | * | ●
Hikvision | Hikvision DS-2DF5286-D |  | ● | ● | ● | * | ● | * | ● | ● | * | ●
Hikvision | Hikvision DS-2DF5286-D3 |  | ● | ● | ● | * | ● | * | ● | ● | * | ●
Hikvision | Hikvision DS-2DF7272-A |  | ● | ● | ● | * | ● | * | ● | ● | * | ●
Hikvision | Hikvision DS-2DF7272-D |  | ● | ● | ● | * | ● | * | ● | ● | * | ●
Hikvision | Hikvision DS-2DF7274-A |  | ● | ● | ● | * | ● | * | ● | ● | * | ●
Hikvision | Hikvision DS-2DF7274-AEL |  | ● | ● | ● | * | ● | * | ● | ● | * | ●
Hikvision | Hikvision DS-2DF7274-AF |  | ● | ● | ● | * | ● | * | ● | ● | * | ●
Hikvision | Hikvision DS-2DF7274-AW |  | ● | ● | ● | * | ● | * | ● | ● | * | ●
Hikvision | Hikvision DS-2DF7274-D |  | ● | ● | ● | * | ● | * | ● | ● | * | ●
Hikvision | Hikvision DS-2DF7276-A |  | ● | ● | ● | * | ● | * | ● | ● | * | ●
Hikvision | Hikvision DS-2DF7276-AEL |  | ● | ● | ● | * | ● | * | ● | ● | * | ●
Hikvision | Hikvision DS-2DF7276-AF |  | ● | ● | ● | * | ● | * | ● | ● | * | ●
Hikvision | Hikvision DS-2DF7276-AH |  | ● | ● | ● | * | ● | * | ● | ● | * | ●
Hikvision | Hikvision DS-2DF7276-AW |  | ● | ● | ● | * | ● | * | ● | ● | * | ●
Hikvision | Hikvision DS-2DF7276-D |  | ● | ● | ● | * | ● | * | ● | ● | * | ●
Hikvision | Hikvision DS-2DF727A-A |  | ● | ● | ● | * | ● | * | ● | ● | * | ●
Hikvision | Hikvision DS-2DF727A-D |  | ● | ● | ● | * | ● | * | ● | ● | * | ●
Hikvision | Hikvision DS-2DF7283-A |  | ● | ● | ● | * | ● | * | ● | ● | * | ●
Hikvision | Hikvision DS-2DF7284-A |  | ● | ● | ● | * | ● | * | ● | ● | * | ●
Hikvision | Hikvision DS-2DF7284-AEL |  | ● | ● | ● | * | ● | * | ● | ● | * | ●
Hikvision | Hikvision DS-2DF7284-AF |  | ● | ● | ● | * | ● | * | ● | ● | * | ●
Hikvision | Hikvision DS-2DF7284-AW |  | ● | ● | ● | * | ● | * | ● | ● | * | ●
Hikvision | Hikvision DS-2DF7284-D |  | ● | ● | ● | * | ● | * | ● | ● | * | ●
Hikvision | Hikvision DS-2DF7286-A |  | ● | ● | ● | * | ● | * | ● | ● | * | ●
Hikvision | Hikvision DS-2DF7286-AEL |  | ● | ● | ● | * | ● | * | ● | ● | * | ●
Hikvision | Hikvision DS-2DF7286-AF |  | ● | ● | ● | * | ● | * | ● | ● | * | ●
Hikvision | Hikvision DS-2DF7286-AW |  | ● | ● | ● | * | ● | * | ● | ● | * | ●
Hikvision | Hikvision DS-2DF7286-D |  | ● | ● | ● | * | ● | * | ● | ● | * | ●
Hikvision | Hikvision SDN-A143-C |  | * | * | ● | ● | ● | ● | ● | ● | * | ● | ● | * |  |  |  | V5.7.2 build 211109
Hikvision | HIKVISION Video Server
Hikvision | Hikvision DS-2CD6362F-IVS | CH1 ⓟⓒⓢ | * | * | ● | * | * | * | * | ● | ● | ● | * | * |  |  |  | V5.4.5 build 170206
Hikvision | Hikvision DS-2CD6362F-IVS | CH2 ⓟⓒⓢ | * | * | ● | * | ● | ● | ● | ● | ● | ● | * | * |  |  |  | V5.4.5 build 170206
Hikvision | Hikvision DS-2CD6362F-IVS | CH3 ⓟⓒⓢ | * | * | ● | * | ● | ● | ● | ● | ● | ● | * | * |  |  |  | V5.4.5 build 170206
Hikvision | Hikvision DS-2CD6362F-IVS | CH4 ⓟⓒⓢ | * | * | ● | * | ● | ● | ● | ● | ● | ● | * | * |  |  |  | V5.4.5 build 170206
Hi-Sharp | Hi-Sharp cameras
Hi-Sharp | Hi-Sharp HS-D102KD-G |  | * | * | ● | ● | * | ● | ● | ● | ● | ● | * | * |  |  |  | 2.23.07.488.214
Hi-Sharp | Hi-Sharp HS-D105KD-D |  | * | * | ● | ● | * | ● | ● | ● | ● | ● | * |  |  |  |  | 1.22.03.595.326
Hi-Sharp | Hi-Sharp HS-D106KD-G |  | * | * | ● | ● | * | ● | ● | ● | ● | ● | * |  |  |  |  | 1.22.03.595.326
Hi-Sharp | Hi-Sharp HS-H009KD-G |  | * | * | ● | ● | * | ● | ● | ● | ● | ● | * |  |  |  |  | 1.22.03.595.326
Hi-Sharp | Hi-Sharp HS-T057SJ-D |  | * | * | ● | ● | * | * | ● | ● | * | ● | * | * |  |  |  | 5.1.1.0(38060)
Hi-Sharp | Hi-Sharp HS-T057TQ-D |  | * | * | ● | ● | * | * | ● | ● | * | ● | * |  |  |  |  | 5.1.1.0(32371)
Hi-Sharp | Hi-Sharp HS-T058SJ-G |  | * | * | ● | ● | * | * | ● | ● | * | ● | * | * |  |  |  | 5.1.1.0(38060)
Hi-Sharp | Hi-Sharp HS-T089KD-E |  | * | * | ● | ● | * | ● | ● | ● | ● | ● | * |  |  |  |  | 1.22.03.595.326
Hi-Sharp | Hi-Sharp HS-T090KD-G |  | * | * | ● | ● | * | ● | ● | ● | ● | ● | ● |  | 1 |  |  | 1.22.03.595.326
Hitachi | Hitachi cameras
Hitachi | FW74-7 or above supports UDP Protocal. In WAN, please use "stream from relay" or "stream from record" to view stream1(recording stream) on PC’s liveview. (no audio) DIGIEVER NVR does not support to adjust Hitachi camera's parameter settings
Hitachi | Hitachi DI-CB200 |  | * | * | ● | * | * | * | ● | * | * | * | * | * |  |  |  |  | X (RTSP proprietary)
Hitachi | Hitachi DI-CB201 |  | * | * | ● | * | * | * | ● | * | * | * | * | * |  |  |  |  | X (RTSP proprietary)
Hitachi | Hitachi DI-CB210 |  | * | * | ● | * | * | * | ● | * | * | * | * | * |  |  |  | *For PC monitoring, it is necessary to change stream to “stream from record” or “stream from relay” on NVR-Client. | X (RTSP proprietary)
Hitachi | Hitachi DI-CB211 |  | * | * | ● | * | * | * | ● | * | * | * | * | * |  |  |  |  | X (RTSP proprietary)
Hitachi | Hitachi DI-CB322LE |  |  | * | ● | * | * | ● | ● |  |  | ●
Hitachi | Hitachi DI-CB322LEW |  |  | * | ● | * | * | ● | ● |  |  | ● | [5 empty] | 000.002.036
Hitachi | Hitachi DI-CB320 |  |  | * | ● | * | * | ● | ● |  |  | ● | [5 empty] | 000.003.010
Hitachi | Hitachi DI-CB325 |  |  | * | ● | * | * | ● | ● |  |  | ● | [5 empty] | 000.003.010
Hitachi | Hitachi DI-CD200 |  | * | * | ● | * | * | * | ● | * | * | * | * | * |  |  |  | 000.003.010 | X (RTSP proprietary)
Hitachi | Hitachi DI-CD201 |  | * | * | ● | * | * | * | ● | * | * | * | * | * |  |  |  | 000.003.010 | X (RTSP proprietary)
Hitachi | Hitachi DI-CD210 |  | * | * | ● | * | * | * | ● | * | * | * | * | * |  |  |  | *For PC monitoring, it is necessary to change stream to “stream from record” or “stream from relay” on NVR-Client. | X (RTSP proprietary)
Hitachi | Hitachi DI-CD211 |  | * | * | ● | * | * | * | ● | * | * | * | * | * |  |  |  | 000.003.010 | X (RTSP proprietary)
Hitachi | Hitachi DI-CD325 |  |  | * | ● | * | * | ● | ● |  |  | ● | [5 empty] | 000.014.012
Hitachi | Hitachi DI-CF310 | ⓟⓒⓢ | ● | * | ● | ● | * | ● | ● | ● | ● | ● | [5 empty] | 000.003.010
Hitachi | Hitachi DI-CF590 | ⓟⓒⓢ | ● | * | ● | ● | * | ● | ● | ● | ● | ● | [5 empty] | 000.002.014
Hitachi | Hitachi DI-CS211 |  | * | * | ● | * | * | * | ● | * | * | * | * | * |  |  |  | 000.003.010
Hitachi | Hitachi DI-DB320 |  |  | * | ● | * | * | ● | ● |  |  | ● | [5 empty] | 000.003.010
HITRON | HITRON cameras
HITRON | HITRON NUH-2431 |  |  | * | ● | ● | * | * | ● | ● | * | * | * |  | 2, 5, 11 |  |  | 3.0.8-H_24_Release
HITRON | HITRON NUH-52J1 |  |  | * | ● | ● | * | * | ● | ● | ● | ● | * |  |  |  |  | 2.2.8-H_52_Release
hiQview | hiQview cameras
hiQview | hiQview HIQ-4171 |  | ● | ● | ● | * | * | * | ● | ● | * | ●
hiQview | hiQview HIQ-4183 |  | ● | ● | ● | * | * | * | ● | ● | * | ●
hiQview | hiQview HIQ-4185 |  | ● | ● | ● | * | * | * | ● | ● | * | ●
hiQview | hiQview HIQ-4186 |  | ● | ● | ● | * | * | * | ● | ● | * | ●
hiQview | hiQview HIQ-5173 |  | ● | ● | ● | * | * | * | ● | ● | * | ●
hiQview | hiQview HIQ-5183 |  | ● | ● | ● | * | * | * | ● | ● | ● | ●
hiQview | hiQview HIQ-6174 |  | ● | ● | ● | * | * | * | ● | ● | ● | ●
hiQview | hiQview HIQ-6176 |  | ● | ● | ● | * | * | * | ● | ● | ● | ●
Honeywell | Honeywell cameras
Honeywell | Honeywell HC30WB2R1 |  | ● | * | ● | ● | * | * | ● | ● | * | * | * |  |  |  |  | 1.0.18.20190523
Honeywell | Honeywell HC30W25R3 |  | ● | * | ● | ● | * | * | ● | ● | * | ● | ● |  |  |  |  | 2.0.11.20210224 support edge record
Honeywell | Honeywell HC30WB5R2 |  | ● | * | ● | ● | * | ● | ● | ● | * | * | * |  |  |  |  | 1.0.18.20190523
Honeywell | Honeywell HC60W45R2 |  | ● | * | ● | ● | ● | ● | ● | ● | ● | ● | ● |  |  |  |  | 1.0.21.20200828 support edge record
Honeywell | Honeywell HC60WZ5R30 |  | ● | * | ● | ● | ● | ● | ● | ● | ● | ● | ● |  |  |  | Trigger DO x1 | 0.1.28.20211215
Honeywell | Honeywell HC60WZ2R40 |  | ● | * | ● | ● | ● | ● | ● | ● | ● | ● | ● |  |  |  | Trigger DO x1 | 0.1.28.20211215
Honeywell | Honeywell HIBC-T500S-IR |  |  | * | ● | ● | * | * | ● | ● | ● | ● | * |  |  |  |  | V1.00.2_STD-1
Honeywell | Honeywell HIDC-T500S-IR |  |  | * | ● | ● | * | * | ● | ● | * | ● | * |  |  |  |  | V1.00.3_STD-1
Honeywell | Honeywell HISD-T200S-IR |  |  | * | ● | ● | ● | ● | ● | ● | ● |  | * |  |  |  |  | V1.00.0_STD-1
Honeywell | Honeywell HTIC-18060LS |  |  | * | ● | * | * | * | ● | * |  | * | * |  |  |  |  | V3.0.1.200217 *Support temperature detection via HTTP command
Honeywell | Honeywell HTIC-22519HS-90 |  | * | * | ● | * | * | * | ● | * | * | * | * | * | 10 |  |  | V1.3.0.231122
Honeywell | Honeywell HVCB-2500IVS |  |  | * | ● | ● | * | ● | ● | ● | ● | ● | [5 empty] | IPC-1.0.0.20190724
Honeywell | Honeywell HVCD-2500IVKS |  |  | * | ● | ● | * | ● | ● | ● | ● | ● | [5 empty] | IPC-1.0.0.20190724
Honeywell | Honeywell HVCP-2532IS |  |  | * | ● | ● | ● | ● | ● | ● | ● | ● | [5 empty] | PTZ-1.0.0.20190726
Honeywell | Honeywell HVCT-B4010I |  |  | * | ● | ● | * | * | ● | ● | ● | ● | * |  |  |  | * | V5.5.26 build 200310 *Temperature detection is supported with NVR polling method
Honeywell | Honeywell HVCT-B4020I |  |  | * | ● | ● | * | * | ● | ● | ● | ● | * |  |  |  | * | V5.5.26 build 200325 *Temperature detection is supported with NVR polling method
Honeywell | (DIGIEVER NVR supports Honeywell cameras with ONVIF)
Honeywell | Honeywell HC30W45R2 |  |  | * | ● |  | * | ● | ● | ● | * | * | * |  |  |  |  | 1.0.18.20190523
Honeywell | Honeywell HC30WB2R1 |  |  | ● | ● |  | ● | ● | ● | ● | ● | ● | ● |  |  |  | Moving Speed(PTZ) | 1.0.18.20190523
Honeywell | Honeywell HC35W25R3 |  | * | * | ● | ● | * | * | ● | ● | ● | ● | ● |  | 2, 5, 6, 9, 11 |  |  | 1.22.1.6.20220228
Honeywell | Honeywell HC35W43R2 |  | * | * | ● | ● | ● | * | ● | ● | * | * | ● |  | 2, 5, 6, 9, 11 |  | Moving Speed(PTZ) | HC1.22.2.42.20221104
Honeywell | Honeywell HC35W43R3 |  | * | * | ● | ● | ● | * | ● | ● | * | * | ● |  | 2, 5, 6, 9, 11 |  | Moving Speed(PTZ) | HC1.22.2.42.20221104
Honeywell | Honeywell HC35W45R2 |  | * | * | ● | ● | * | ● | ● | ● | ● | ● | ● |  | 2, 5, 6, 9, 11
Honeywell | Honeywell HC35W45R3 |  | * | * | ● | ● | * | * | ● | ● | ● | ● | ● |  | 2, 5, 6, 9, 11 |  |  | 1.22.1.6.20220228
Honeywell | Honeywell HC35W48R2 |  | * | * | ● | ● | ● | ● | ● | ● | ● | ● | ● |  | 2, 5, 6, 9, 11 |  | Moving Speed(PTZ) | HC1.22.2.42.20221104
Honeywell | Honeywell HC35W48R3 |  | * | * | ● | ● | ● | ● | ● | ● | ● | ● | ● |  | 2, 5, 6, 9, 11 |  | Moving Speed(PTZ) | HC1.22.2.42.20221104
Honeywell | Honeywell HC35WB3R2 |  | * | * | ● | ● | ● | * | ● | ● | * | * | ● |  | 2, 5, 6, 9, 11 |  | Moving Speed(PTZ) | HC1.22.2.42.20221104
Honeywell | Honeywell HC35WB3R3 |  | * | * | ● | ● | ● | * | ● | ● | * | * | ● |  | 2, 5, 6, 9, 11 |  | Moving Speed(PTZ) | HC1.22.2.42.20221104
Honeywell | Honeywell HC35WB5R2 |  | * | * | ● | ● | * | ● | ● | ● | ● | ● | ● | ● | 2, 5, 6, 9, 11 |  |  | HC3.23.1.25.20231031
Honeywell | Honeywell HC35WB5R3 |  | * | * | ● | ● | * | * | ● | ● | ● | ● | ● |  | 2, 5, 6, 9, 11 |  |  | 1.22.1.6.20220228
Honeywell | Honeywell HC35WB8R2 |  | * | * | ● | ● | ● | ● | ● | ● | ● | ● | ● |  | 2, 5, 6, 9, 11 |  | Moving Speed(PTZ) | HC1.22.2.42.20221104
Honeywell | Honeywell HC35WB8R3 |  | * | * | ● | ● | ● | ● | ● | ● | ● | ● | ● |  | 2, 5, 6, 9, 11 |  | Moving Speed(PTZ) | HC1.22.2.42.20221104
Honeywell | Honeywell HC35WE3R2 |  | * | * | ● | ● | ● | * | ● | ● | * | * | ● |  | 2, 5, 6, 9, 11 |  | Moving Speed(PTZ) | HC1.22.2.42.20221104
Honeywell | Honeywell HC35WE3R3 |  | * | * | ● | ● | ● | * | ● | ● | * | * | ● |  | 2, 5, 6, 9, 11 |  | Moving Speed(PTZ) | HC1.22.2.42.20221104
Honeywell | Honeywell HC35WE5R2 |  | * | * | ● | ● | * | ● | ● | ● | ● | ● | ● |  | 2, 5, 6, 9, 11 |  |  | 1.22.1.6.20220228
Honeywell | Honeywell HC35WE5R3 |  | * | * | ● | ● | * | * | ● | ● | ● | ● | ● |  | 2, 5, 6, 9, 11 |  |  | 1.22.1.6.20220228
Honeywell | Honeywell HC35WE8R2 |  | * | * | ● | ● | ● | ● | ● | ● | ● | ● | ● |  | 2, 5, 6, 9, 11 |  | Moving Speed(PTZ) | HC1.22.2.42.20221104
Honeywell | Honeywell HC35WE8R3 |  | * | * | ● | ● | ● | ● | ● | ● | ● | ● | ● |  | 2, 5, 6, 9, 11 |  | Moving Speed(PTZ) | HC1.22.2.42.20221104
Honeywell | Honeywell HC35WZ2R25 |  | * | * | ● | ● | ● | ● | ● | ● | ● | ● | ● |  | 4, 9 |  | Moving Speed(PTZ) | HC1.22.2.42.20221104
Honeywell | Honeywell HC35WZ5R30W |  | * | * | ● | ● | ● | ● | ● | ● | ● X 4 | ● | ● | ● | 4 |  | Moving Speed(PTZ, Wiper | HC1.23.2.43.20230520-TW0
Honeywell | Honeywell HIBC-N200F-IR |  |  | * | ● | * | * | ● | ● | ● | ● | ● | * |  |  |  |  | S085H-S085H-S085H-S085H
Honeywell | Honeywell HIBC-N200V-IR |  |  | * | ● | * | * | ● | ● | ● | ● | ● | * |  |  |  |  | S085H-S085H-S085H-S085H
Honeywell | Honeywell HIBC-N500F-IR |  | * | * | ● |  | * | * | ● | ● | * | * | * |  |  |  |  | V1.00.3_STD-1
Honeywell | Honeywell HIBC-N500V-IR |  |  | * | ● |  | * | ● | ● | ● | ● | ● | * |  |  |  |  | S292H-S292H-S292H-S292H
Honeywell | Honeywell HIDC-N200F-IP |  |  | * | ● |  | * | ● | * | ● | * | ● | * |  |  |  |  | S141H-S141H-S141H-S141H
Honeywell | Honeywell HIDC-N200V-IP | ⓟⓢ |  | * | ● |  | * | ● | ● | ● | * | ● | * |  |  |  |  | S141H-S141H-S141H-S141H
Honeywell | Honeywell HIVFC-P-3100 |  |  | * | ● | * | * | * | ● | ● | * | * | * |  |  |  |  | 6.X.1.24969
Honeywell | Honeywell HVCB-2200IV |  | * | * | ● |  | * | * | ● | ● | * | * | * |  |  |  |  | IPC-1.0.0.20190719
Honeywell | Honeywell HVCD-2200IV |  | * | * | ● |  | * | * | ● | ● | * | * | * |  |  |  |  | IPC-1.0.0.20190719
Honeywell | Honeywell Joystick
Honeywell | Honeywell HNS-10-SFP |  | * | * | * | * | ● | ● | * | * | * | * | *
Honeywell | Honeywell NVR
Honeywell | Honeywell HNS-10-SFP | [16 empty] | 1.23.32.38.20230811
HUNT | HUNT cameras
HUNT | HUNT HLC-15BM |  | ● | * | ● | * | * | * | ● | ● |  | ●
HUNT | HUNT HLC-19BM |  | ● | * | ● | * | * | ● | ● | ● |  | ●
HUNT | HUNT HLC-1NAD | ⓟ | ● | * | ● | * | * | * | ● | ● |  | ●
HUNT | HUNT HLC-1NAG |  | ● | * | ● | * | * | * | ● | ● |  | ●
HUNT | HUNT HLC-1NBD |  | ● | * | ● | * | * | * | ● | ● |  | ●
HUNT | HUNT HLC-1NCD |  | ● | * | ● | * | * | * | ● | ● |  | ●
HUNT | HUNT HLC-1NED |  | ● | * | ● | * | * | * | ● | ● |  | ● | [5 empty] | VE1.0.18.2
HUNT | HUNT HLC-79AD |  | ● | * | ● | * | * | * | ● | ● |  | ●
HUNT | HUNT HLC-79AG |  | ● | * | ● | * | * | * | ● | ● |  | ●
HUNT | HUNT HLC-79BD |  | ● | * | ● | * | * | * | ● | ● |  | ●
HUNT | HUNT HLC-79CD |  | ● | * | ● | * | * | * | ● | ● |  | ●
HUNT | HUNT HLC-7ABD |  | ● | * | ● | * | * | * | ● | ● |  | ●
HUNT | HUNT HLC-7ABM |  | ● | * | ● | * | * | * | ● | ● |  | ●
HUNT | HUNT HLC-7ACD |  | ● | * | ● | * | * | * | ● | ● |  | ●
HUNT | HUNT HLC-7FEMS |  | ● | * | ● | * | * | * | ● | ● |  | ● | [5 empty] | VE1.0.16.10
HUNT | HUNT HLC-7RAD |  | ● | * | ● | * | * | * | ● | ● |  | ●
HUNT | HUNT HLC-7RAG |  | ● | * | ● | * | * | * | ● | ● |  | ●
HUNT | HUNT HLC-7UBM |  | ● | * | ● | * | * | * | ● | ● |  | ●
HUNT | HUNT HLC-81AD |  | ● | * | ● | * | * | * | ● | ● |  | ●
HUNT | HUNT HLC-81AG |  | ● | * | ● | * | * | * | ● | ● |  | ●
HUNT | HUNT HLC-81BD |  | ● | * | ● | * | * | * | ● | ● |  | ●
HUNT | HUNT HLC-81CD |  | ● | * | ● | * | * | * | ● | ● |  | ●
HUNT | HUNT HLC-84AD |  | ● | * | ● | * | * | * | ● | ● |  | ●
HUNT | HUNT HLC-84AM |  | ● | * | ● | * | * | * | ● | ● |  | ●
HUNT | HUNT HLC-84AV |  | ● | * | ● | * | * | * | ● | ● |  | ●
HUNT | HUNT HLC-84BD |  | ● | * | ● | * | * | * | ● | ● |  | ●
HUNT | HUNT HLC-84BM |  | ● | * | ● | * | * | * | ● | ● |  | ●
HUNT | HUNT HLT-87ZA |  | ● | * | ● | * | * | * | ● | ● |  | ●
HUNT | HUNT HLT-S30 |  | ● | * | ● | * | * | * | ● | ● |  | ●
HUNT | HUNT HLT-S7CDH |  | ● | * | ● | * | * | * | ● | ● | ● | ● | [5 empty] | VC1.0.36190A
HUNT | HUNT HLV-1CAD |  | ● | * | ● | * | * | * | ● | ● |  | ●
HUNT | HUNT HLV-1FBD/F |  | ● | * | ● | * | * | * | ● | ● |  | ●
HUNT | HUNT HLV-1WAD |  | ● | * | ● | * | * | * | ● | ● |  | ●
HUNT | HUNT HLV-1WAG |  | ● | * | ● | * | * | * | ● | ● |  | ●
HUNT | HUNT HLV-1WBD |  | ● | * | ● | * | * | * | ● | ● |  | ●
HUNT | HUNT HLZ-1WKQ |  | * | * | ● | ● | * | ● | ● | ● | * | ● | ● | * |  |  |  | VT3.0.0.4_CPC
HUNT | HUNT HLZ-6BKD |  | ● | * | ● | ● | * | ● | ● | ● | * | * | * |  |  |  |  | VT2.0.4.15_CPC
HUNT | HUNT HLZ-6BKQ |  | ● | * | ● | ● | * | ● | ● | ● | * | * | * |  |  |  |  | VT2.0.4.15_CPC
HUNT | HUNT HLZ-7BKDS |  | * | * | ● | ● | * | ● | ● | ● | ● | ● | ● | ● |  |  |  | VT2.0.4.20
HUNT | HUNT HLZ-7BKQ |  | * | * | ● | ● | * | ● | ● | ● | ● | ● | ● | ● |  |  |  | VT2.0.4.15
HUNT | HUNT HLZ-7BKQ |  | * | * | ● | ● | * | ● | ● | ● | * | ● | ● | * |  |  |  | VT3.0.0.4_CPC
HUNT | HUNT HLZ-79KDS |  | * | * | ● | ● | * | ● | ● | ● | ● | ● | ● | ● |  |  |  | VT2.0.4.20
HUNT | HUNT HLZ-79KQ |  | * | * | ● | ● | * | ● | ● | ● | ● | ● | ● | ● |  |  |  | VT2.0.4.15
HUNT | (DIGIEVER NVR supports Hunt cameras with ONVIF)
HUNT | HUNT Device_88 |  | * | * | ● | * | * | * | ● | ● | * | * | * | * |  |  |  | VT3.0.0.4 *Not support to adjust camera parameter settings in DIGIEVER NVR
HUNT | HUNT Device_7e |  | * | * | ● | * | * | * | ● | ● | * | ● | * | * |  |  |  | VT3.0.0.4 *Not support to adjust camera parameter settings in DIGIEVER NVR
Huviron | (DIGIEVER NVR supports Huviron cameras with ONVIF)
Huviron | Huviron D302IR/2MP |  |  |  | ● | * | * | * | ● | ● | ● | ● | [5 empty] | AS65_ALL001_V1.00.04
Huviron | Huviron GDN-D1300V |  |  |  | ● | * | * | * | ● | ● | ● | ● | [5 empty] | AS65_ALL001_V1.00.04
Huviron | Huviron SK-NB311 |  |  |  | ● | * | * | * | ● | ● | ● | ● | [5 empty] | AS65_ALL001_V1.00.04
Huviron | Huviron SK-NB312 |  |  |  | ● | * | * | * | ● | ● | ● | ● | [5 empty] | AS65_ALL001_V1.00.04
Huviron | Huviron SK-NB313 |  |  |  | ● | * | * | * | ● | ● | ● | ● | [5 empty] | AS65_ALL001_V1.00.04
Huviron | Huviron SK-NB321 |  |  |  | ● | * | * | * | ● | ● | ● | ● | [5 empty] | AS65_ALL001_V1.00.04
Huviron | Huviron SK-NB322 |  |  |  | ● | * | * | * | ● | ● | ● | ● | [5 empty] | AS65_ALL001_V1.00.04
Huviron | Huviron SK-NB323 |  |  |  | ● | * | * | * | ● | ● | ● | ● | [5 empty] | AS65_ALL001_V1.00.04
Huviron | Huviron SK-NB331 |  |  |  | ● | * | * | * | ● | ● | ● | ● | [5 empty] | AS65_ALL001_V1.00.04
Huviron | Huviron SK-NB332 |  |  |  | ● | * | * | * | ● | ● | ● | ● | [5 empty] | AS65_ALL001_V1.00.04
Huviron | Huviron SK-NB333 |  |  |  | ● | * | * | * | ● | ● | ● | ● | [5 empty] | AS65_ALL001_V1.00.04
Huviron | Huviron SK-ND311 |  |  |  | ● | * | * | * | ● | ● | ● | ● | [5 empty] | AS65_ALL001_V1.00.04
Huviron | Huviron SK-ND312 |  |  |  | ● | * | * | * | ● | ● | ● | ● | [5 empty] | AS65_ALL001_V1.00.04
Huviron | Huviron SK-ND313 |  |  |  | ● | * | * | * | ● | ● | ● | ● | [5 empty] | AS65_ALL001_V1.00.04
Huviron | Huviron SK-ND321 |  |  |  | ● | * | * | * | ● | ● | ● | ● | [5 empty] | AS65_ALL001_V1.00.04
Huviron | Huviron SK-ND322 |  |  |  | ● | * | * | * | ● | ● | ● | ● | [5 empty] | AS65_ALL001_V1.00.04
Huviron | Huviron SK-ND323 |  |  |  | ● | * | * | * | ● | ● | ● | ● | [5 empty] | AS65_ALL001_V1.00.04
Huviron | Huviron SK-ND331 |  |  |  | ● | * | * | * | ● | ● | ● | ● | [5 empty] | AS65_ALL001_V1.00.04
Huviron | Huviron SK-ND332 |  |  |  | ● | * | * | * | ● | ● | ● | ● | [5 empty] | AS65_ALL001_V1.00.04
Huviron | Huviron SK-ND333 |  |  |  | ● | * | * | * | ● | ● | ● | ● | [5 empty] | AS65_ALL001_V1.00.04
Huviron | Huviron SK-ND811 |  |  |  | ● | * | * | * | ● | ● | ● | ● | [5 empty] | AS65_ALL001_V1.00.04
Huviron | Huviron SK-ND812 |  |  |  | ● | * | * | * | ● | ● | ● | ● | [5 empty] | AS65_ALL001_V1.00.04
Huviron | Huviron SK-ND813 |  |  |  | ● | * | * | * | ● | ● | ● | ● | [5 empty] | AS65_ALL001_V1.00.04
Huviron | Huviron SK-ND821 |  |  |  | ● | * | * | * | ● | ● | ● | ● | [5 empty] | AS65_ALL001_V1.00.04
Huviron | Huviron SK-ND822 |  |  |  | ● | * | * | * | ● | ● | ● | ● | [5 empty] | AS65_ALL001_V1.00.04
Huviron | Huviron SK-ND823 |  |  |  | ● | * | * | * | ● | ● | ● | ● | [5 empty] | AS65_ALL001_V1.00.04
Huviron | Huviron SK-ND831 |  |  |  | ● | * | * | * | ● | ● | ● | ● | [5 empty] | AS65_ALL001_V1.00.04
Huviron | Huviron SK-ND832 |  |  |  | ● | * | * | * | ● | ● | ● | ● | [5 empty] | AS65_ALL001_V1.00.04
Huviron | Huviron SK-ND833 |  |  |  | ● | * | * | * | ● | ● | ● | ● | [5 empty] | AS65_ALL001_V1.00.04
Huviron | Huviron SK-NP511 |  |  |  | ● | * | * | * | ● | ● | ● | ● | [5 empty] | AS65_ALL001_V1.00.04
Huviron | Huviron SK-NP521 |  |  |  | ● | * | * | * | ● | ● | ● | ● | [5 empty] | AS65_ALL001_V1.00.04
Huviron | Huviron SK-NP531 |  |  |  | ● | * | * | * | ● | ● | ● | ● | [5 empty] | AS65_ALL001_V1.00.04
Huviron | Huviron SK-NP611 |  |  |  | ● | * | * | * | ● | ● | ● | ● | [5 empty] | AS65_ALL001_V1.00.04
Huviron | Huviron SK-NP612 |  |  |  | ● | * | * | * | ● | ● | ● | ● | [5 empty] | AS65_ALL001_V1.00.04
Huviron | Huviron SK-NP613 |  |  |  | ● | * | * | * | ● | ● | ● | ● | [5 empty] | AS65_ALL001_V1.00.04
Huviron | Huviron SK-NP621 |  |  |  | ● | * | * | * | ● | ● | ● | ● | [5 empty] | AS65_ALL001_V1.00.04
Huviron | Huviron SK-NP622 |  |  |  | ● | * | * | * | ● | ● | ● | ● | [5 empty] | AS65_ALL001_V1.00.04
Huviron | Huviron SK-NP623 |  |  |  | ● | * | * | * | ● | ● | ● | ● | [5 empty] | AS65_ALL001_V1.00.04
Huviron | Huviron SK-NP631 |  |  |  | ● | * | * | * | ● | ● | ● | ● | [5 empty] | AS65_ALL001_V1.00.04
Huviron | Huviron SK-NP632 |  |  |  | ● | * | * | * | ● | ● | ● | ● | [5 empty] | AS65_ALL001_V1.00.04
Huviron | Huviron SK-NP633 |  |  |  | ● | * | * | * | ● | ● | ● | ● | [5 empty] | AS65_ALL001_V1.00.04
Huviron | Huviron SK-NV211 |  |  |  | ● | * | * | * | ● | ● | ● | ● | [5 empty] | AS65_ALL001_V1.00.04
Huviron | Huviron SK-NV212 |  |  |  | ● | * | * | * | ● | ● | ● | ● | [5 empty] | AS65_ALL001_V1.00.04
Huviron | Huviron SK-NV213 |  |  |  | ● | * | * | * | ● | ● | ● | ● | [5 empty] | AS65_ALL001_V1.00.04
Huviron | Huviron SK-NV221 |  |  |  | ● | * | * | * | ● | ● | ● | ● | [5 empty] | AS65_ALL001_V1.00.04
Huviron | Huviron SK-NV222 |  |  |  | ● | * | * | * | ● | ● | ● | ● | [5 empty] | AS65_ALL001_V1.00.04
Huviron | Huviron SK-NV223 |  |  |  | ● | * | * | * | ● | ● | ● | ● | [5 empty] | AS65_ALL001_V1.00.04
Huviron | Huviron SK-NV231 |  |  |  | ● | * | * | * | ● | ● | ● | ● | [5 empty] | AS65_ALL001_V1.00.04
Huviron | Huviron SK-NV232 |  |  |  | ● | * | * | * | ● | ● | ● | ● | [5 empty] | AS65_ALL001_V1.00.04
Huviron | Huviron SK-NV233 |  |  |  | ● | * | * | * | ● | ● | ● | ● | [5 empty] | AS65_ALL001_V1.00.04
iCanTek | iCanTek cameras
iCanTek | iCanTek 327MP3-WD_PNR |  | ● |  | ● | * | * | * | ● | ● |  | ●
iCanTek | iCanTek 327MP-WD_PNR |  | ● |  | ● | * | * | * | ● | ● |  | ● | [5 empty] | S/W 1.0.18 Bootloader 1.1.1
iCanTek | iCanTek 337MP3 |  | ● |  | ● | * | ● | * | ● | ● |  | ● | [5 empty] | S/W1.0.6 Bootloader1.0.2
iCanTek | iCanTek 346MP-20S-WD |  | ● |  | ● | * | ● | ● | ● | ● |  | ● | [5 empty] | S/W1.0.6 Bootloader1.0.2
iCanTek | iCanTek 356MP-20S-WD |  | ● |  | ● | * | ● | ● | ● | ● |  | ● | [5 empty] | S/W 1.0.14 Bootloader 1.0.3
iCanTek | iCanTek 367MP3-WD_PNR |  | ● |  | ● | * | * | * | ● | ● |  | ● | [5 empty] | S/W 1.0.18 Bootloader 1.1.1
iCanTek | iCanTek 367MP-WD_PNR |  | ● |  | ● | * | * | * | ● | ● |  | ●
iCanTek | iCanTek 385MP |  | ● |  | ● | * | * | * | ● | ● |  | ● | [5 empty] | S/W 1.0.12 Bootloader 1.0.3
iCanTek | iCanTek 390MP |  | ● |  | ● | * | ● | * | ● | ● |  | ●
iCanTek | iCanTek 392MP |  | ● |  | ● | * | * | * | ● | ● |  | ● | [5 empty] | S/W 2.0.31 Bootloader 1.4.3 Camera Firmware 7.11
iCanTek | (DIGIEVER NVR supports iCanTek cameras with ONVIF)
iCanTek | iCanView 361MP-P | ⓟⓢ |  | * | ● | * | * | * | ● | ● | *
ICatch | (DIGIEVER NVR supports ICatch cameras with ONVIF)
Icatch | ICatch IN-HB3401Z-P |  |  |  | ● |  |  |  | ● | ●
ICOM | ICOM cameras
ICOM | ICOM VE-CAM10 |  | * | * | ● | ● | * | * | ● | ● | * | ● | * | * |  |  |  | IPC_D1202-B0007P10D1904C63
ICOM | ICOM VE-CAM10D |  | * | * | ● | ● | * | * | ● | ● | * | * | * | * |  |  |  | IPC_D1202-B0007P10D1904C63
IJKP | IJKP cameras
IJKP | IJKP IJKP-VE-CAM1001 |  | * | * | ● | ● | * | * | ● | ● | * | ● | * |  |  |  |  | DIPC-B1226.3.6.C09326.230130
Infinova | (DIGIEVER NVR supports Infinova cameras with ONVIF)
Infinova | Infinova V1772N-20T2U3B3L |  | * |  | ● | * | * | * | ● | ● | * | * | [5 empty] | V1.16.0.201502101433
Infinova | Infinova V1772N-30T2U4B3S |  | * |  | ● | * | * | * | ● | ● | * | * | [5 empty] | V1.15.03.20140915
Infinova | Infinova V6842-TA220PF |  |  | * | ● | * | * | * | ● | ● | [7 empty] | V1.1.10.20150717153200
IDIS | (DIGIEVER NVR supports IDIS cameras with ONVIF)
IDIS | IDIS DC-B1101 |  | * |  | ● | * | * | * | ● | ● | * | *
IDIS | IDIS DC-B1103 |  | * |  | ● | * | * | * | ● | ● |  | ●
IDIS | IDIS DC-B1203 |  | * |  | ● | * | * | * | ● | ● |  | ●
IDIS | IDIS DC-B1203X |  | * |  | ● | * | ● | ● | ● | ● |  | ● |  |  |  |  | Moving Speed(PTZ) | 1.3.0
IDIS | IDIS DC-B1303 |  | * |  | ● | * | * | * | ● | ● |  | ●
IDIS | IDIS DC-D1111 |  | * |  | ● | * | * | * | ● | ● | * | *
IDIS | IDIS DC-D1122 |  | * |  | ● | * | * | * | ● | ● | * | *
IDIS | IDIS DC-D1122R |  | * |  | ● | * | * | * | ● | ● | * | *
IDIS | IDIS DC-D1122W |  | * |  | ● | * | * | * | ● | ● | * | *
IDIS | IDIS DC-D1122WR |  | * |  | ● | * | * | * | ● | ● | * | *
IDIS | IDIS DC-D1123 |  | * |  | ● | * | * | * | ● | ● |  | ●
IDIS | IDIS DC-D1123R |  | * |  | ● | * | * | * | ● | ● |  | ●
IDIS | IDIS DC-D1123W |  | * |  | ● | * | * | * | ● | ● |  | ●
IDIS | IDIS DC-D1123WR |  | * |  | ● | * | * | * | ● | ● |  | ●
IDIS | IDIS DC-D1212 |  | * |  | ● | * | * | * | ● | ● | * | *
IDIS | IDIS DC-D1212R |  | * |  | ● | * | * | * | ● | ● | * | ●
IDIS | IDIS DC-D1223 |  | * |  | ● | * | * | * | ● | ● |  | ●
IDIS | IDIS DC-D1223F |  | * |  | ● | * | * | * | ● | ● |  | ●
IDIS | IDIS DC-D1223FR |  | * |  | ● | * | * | * | ● | ● |  | ●
IDIS | IDIS DC-D1223R |  | * |  | ● | * | * | * | ● | ● |  | ●
IDIS | IDIS DC-D1223W |  | * |  | ● | * | * | * | ● | ● |  | ●
IDIS | IDIS DC-D1223WHR |  | * |  | ● | * | * | * | ● | ● |  | ●
IDIS | IDIS DC-D1223WR |  | * |  | ● | * | * | * | ● | ● |  | ●
IDIS | IDIS DC-D1223WX |  | * |  | ● | * | * | * | ● | ● |  | ● | [5 empty] | 1.3.1
IDIS | IDIS DC-D1323R |  | * |  | ● | * | * | * | ● | ● |  | ●
IDIS | IDIS DC-D1323WHR |  | * |  | ● | * | * | * | ● | ● |  | ●
IDIS | IDIS DC-D2233 |  | * |  | ● | * | ● | ● | ● | ● |  | ●
IDIS | IDIS DC-D2233R |  | * |  | ● | * | ● | ● | ● | ● |  | ● |  |  |  |  | Moving Speed(PTZ)
IDIS | IDIS DC-D2233W |  | * |  | ● | * | ● | ● | ● | ● |  | ● |  |  |  |  | Moving Speed(PTZ)
IDIS | IDIS DC-D2233WHR |  | * |  | ● | * | ● | ● | ● | ● |  | ● |  |  |  |  | Moving Speed(PTZ)
IDIS | IDIS DC-D2233WR |  | * |  | ● | * | ● | ● | ● | ● |  | ● |  |  |  |  | Moving Speed(PTZ)
IDIS | IDIS DC-D4236RX |  | ● | * | ● | ● | * | ● | ● | ● | ● | ● | * | * |  |  |  | V1.5.0
IDIS | IDIS DC-E1112WR |  | * |  | ● | * | * | * | ● | ● | * | *
IDIS | IDIS DC-E1212WR |  | * |  | ● | * | * | * | ● | ● | * | *
IDIS | IDIS DC-F1111 |  | * |  | ● | * | * | * | ● | ● | * | *
IDIS | IDIS DC-F1211 |  | * |  | ● | * | * | * | ● | ● | * | *
IDIS | IDIS DC-S1263F |  | * |  | ● | * | ● | ● | ● | ● |  | ● |  |  |  |  | Moving Speed(PTZ)
IDIS | IDIS DC-S1263WH |  | * |  | ● | * | * | * | ● | ● |  | ● | [5 empty] | 1.6.0
IDIS | IDIS DC-S6261X-A |  | ● | * | ● | ● | ● | ● | ● | ● (ONVIF) | ● (ONVIF) | * |  |  |  |  | Moving Speed(PTZ) | 1.0.1 *Support Video Quality: VBR
IDIS | IDIS DC-T1232WR |  | * |  | ● | * | ● | ● | ● | ● | * | ● |  |  |  |  | Moving Speed(PTZ)
IDIS | IDIS DC-T1233WHR |  | * |  | ● | * | ● | ● | ● | ● | * | * |  |  |  |  | Moving Speed(PTZ)
IDIS | IDIS DC-T1234WR |  | * |  | ● | * | ● | ● | ● | ● | * | * |  |  |  |  | Moving Speed(PTZ)
IDIS | IDIS DC-Y6C16WRX-A |  | ● | * | ● | ● | * | * | ● | ● | ● | * | * | * |  |  |  | V1.3.0 *Support resolution: 2944 x 2944
IDIS | IDIS DC-Z1163 |  | * |  | ● | * | ● | ● | ● | ● |  | ● |  |  |  |  | Moving Speed(PTZ)
IDIS | IDIS DC-Z1263 |  | * |  | ● | * | ● | ● | ● | ● |  | ● |  |  |  |  | Moving Speed(PTZ)
IDIS | IDIS cameras
IDIS | IDIS NC-A620-3MXHS |  | * | * | ● |  | * | ● | * | ● (Onvif) | ● (Onvif) | ● | [5 empty] | 1.0
IDIS | IDIS NC-D650-3MXI |  | * | * | ● |  | * | ● | * | ● (Onvif) | ● (Onvif) | ● | [5 empty] | 1.1.0
IDIS | IDIS PDC-B3303 |  | * | * | ● |  | * | * | * | ● (Onvif) | ● (Onvif) | ● | [5 empty] | 1.3.1
IDIS | IDIS PDC-D3233 |  | * | * | ● |  | * | ● | * | ● (Onvif) | ● (Onvif) | ● | [5 empty] | 1.4.2
IDIS | IDIS PDC-D3233IR |  | * | * | ● |  | * | ● | * | ● (Onvif) | ● (Onvif) | ● | [5 empty] | 1.4.2
IDIS | IDIS PDC-D4213RX |  |  | * | ● | ● | * | * | ● | ● (Onvif) | ● (Onvif) | ● | * |  |  |  |  | HW/SW 1.1/2.1.2
IDIS | IDIS PDC-D4233RX |  |  | * | ● | ● | * | ● | ● | ● (Onvif) | ● (Onvif) | ● | * |  |  |  |  | HW/SW 1.1/2.2.0
IDIS | IDIS PDC-D4233WRX |  |  | * | ● | ● | * | ● | ● | ● (Onvif) | ● (Onvif) | ● | * |  |  |  |  | HW/SW 1.1/2.2.0
IDIS | IDIS PDC-FE550 | ⓟⓢ |  | * | ● | * | * | ● | ● | ● | ● | ● | * |  |  |  |  | 1.6.2
IDIS | IDIS PDC-FE950IR | ⓟⓢ |  | * | ● |  | * | ● | ● | ● | ● | ● | * |  |  |  |  | 1.2.1
IDIS | IDIS PDC-FE960WRX | ⓟⓢ |  | * | ● | ● | * | * | ● | ● (Onvif) | ● (Onvif) | ● | * |  |  |  | * | 2.0.0 *Support Video Quality: VBR
IDIS | IDIS PDC-S6261X | ⓟⓢ | ● | * | ● | ● | ● | ● | ● | ● (ONVIF) | ● (ONVIF) | * | [5 empty] | 1.0.1 *Support Video Quality: VBR
IDIS | IDIS DC-T3233IRH |  | * | * | ● |  | * | ● | * | ● (Onvif) | ● (Onvif) | ● | [5 empty] | 1.7.1
IDIS | IDIS PDC-T4233WRX |  |  | * | ● | ● | * | ● | ● | ● (Onvif) | ● (Onvif) | ● | * |  |  |  |  | HW/SW 1.1/2.1.3
IDIS | IDIS PDC-VP3233IR |  | * | * | ● |  | * | ● | * | ● (Onvif) | ● (Onvif) | ● | [5 empty] | 1.4.2
intelbras | intelbras cameras
intelbras | intelbras VIP BX 1M |  | ● | ● | ● | * | * | * | ● | ● | ● | ●
intelbras | intelbras VIP CB 1M |  | ● | ● | ● | * | * | * | ● | ● | * | ●
intelbras | intelbras VIP DM1 MIR VF |  | ● | ● | ● | * | * | * | ● | ● | ● | ●
iMege | (DIGIEVER NVR supports iMege cameras with Generic RTSP method)
iMege | URL |  | Generic MJPEG
iMege | iMege B1100E | [16 empty] | 1.43
iMege | iMege B2210E | [16 empty] | 1.03.06
iMege | iMege B3210E | [16 empty] | 0.03.04
i-Pro | i-Pro cameras
i-Pro | i-Pro GP-HA2JA1 |  | ● | * | ● | ● | * | * | ● | ● | ● | ● | * | * |  |  |  | V2.00
i-Pro | i-Pro WV-B51300-F3 |  | ● | * | ● | ● | ● | ● | ● | ● | ● | ● | * |  |  |  |  | V2.23
i-Pro | i-Pro WV-B51300-F3W |  | ● | * | ● | ● | ● | ● | ● | ● | ● | ● | * |  |  |  |  | V2.23
i-Pro | i-Pro WV-B54300-F3 |  | ● | * | ● | ● | ● | ● | ● | ● | ● | ● | * |  |  |  |  | V2.20
i-Pro | i-Pro WV-B54300-F3W |  | ● | * | ● | ● | ● | ● | ● | ● | ● | ● | * |  |  |  |  | V2.20
i-Pro | i-Pro WV-B61301-Z1 |  | ● | * | ● | ● | ● | ● | ● | ● | ● | ● | * |  |  |  |  | V1.0
i-Pro | i-Pro WV-B61301-Z2 |  | ● | * | ● | ● | ● | ● | ● | ● | ● | ● | * |  |  |  |  | V1.0
i-Pro | i-Pro WV-B61300-ZY |  | ● | * | ● | ● | ● | ● | ● | ● | ● | ● | * |  |  |  |  | V2.23
i-Pro | i-Pro WV-B65300-ZY |  | ● | * | ● | ● | ● | ● | ● | ● | ● | ● | * |  |  |  |  | V2.23
i-Pro | i-Pro WV-B65301-Z1 |  | ● | * | ● | ● | ● | ● | ● | ● | ● | ● | * |  |  |  |  | V2.23
i-Pro | i-Pro WV-B65302-Z2 |  | ● | * | ● | ● | ● | ● | ● | ● | ● | ● | * |  |  |  |  | V2.23
i-Pro | i-Pro WV-B71300-F3 |  | ● | * | ● | ● | * | ● | ● | ● | * | ● | * |  |  |  |  | V2.23
i-Pro | i-Pro WV-B71300-F3-1 |  | ● | * | ● | ● | * | ● | ● | ● | * | ● | * |  |  |  |  | V2.23
i-Pro | i-Pro WV-B71300-F3W |  | ● | * | ● | ● | * | ● | ● | ● | * | ● | * |  |  |  |  | V2.23
i-Pro | i-Pro WV-B71300-F3W1 |  | ● | * | ● | ● | * | ● | ● | ● | * | ● | * |  |  |  |  | V2.23
i-Pro | i-Pro WV-S1130VRJUX |  | ● | * | ● | ● | * | * | ● | ● | * | ● | * |  |  |  |  | V2.23
i-Pro | i-Pro WV-S1135VUX |  | ● | * | ● | ● | * | * | ● | ● | * | ● | * |  |  |  |  | V2.23
i-Pro | i-Pro WV-S1136D |  | ● | * | ● | ● | * | * | ● | ● | * | ● | [5 empty] | V2.23
i-Pro | i-Pro WV-S1510UX |  | ● | * | ● | ● | * | * | ● | ● | ● | * | * |  |  |  |  | V2.2
i-Pro | i-Pro WV-S1536LDN |  | ● | * | ● | ● | * | * | ● | ● | * | ● | [5 empty] | V2.23
i-Pro | i-Pro WV-S1536LNS |  | ● | * | ● | ● | * | * | ● | ● | ● | ● | * |  |  |  |  | V2.22
i-Pro | i-Pro WV-S1536LNUX |  | ● | * | ● | ● | * | * | ● | ● | ● | ● | * |  |  |  |  | V2.22
i-Pro | i-Pro WV-S1536LTNUX |  | ● | * | ● | ● | * | * | ● | ● | * | ● | [5 empty] | V2.23
i-Pro | i-Pro WV-S1536LUX |  | ● | * | ● | ● | * | * | ● | ● | * | ● | * |  |  |  |  | V2.22
i-Pro | i-Pro WV-S1536LBUX |  | ● | * | ● | ● | * | * | ● | ● | * | ● | * |  |  |  |  | V2.22
i-Pro | i-Pro WV-S1136UX |  | ● | * | ● | ● | * | * | ● | ● | * | ● | [5 empty] | V2.23
i-Pro | i-Pro WV-S15500-V3LN |  | * | * | ● | ● | * | * | ● | ● | ● | ● | * |  |  |  |  | V2.3
i-Pro | i-Pro WV-S15700-V2LK |  | ● | * | ● | ● | * | ● | ● | ● | ● X 3 | ● | * | * |  |  |  | V2.4
i-Pro | i-Pro WV-S15700-V2LN |  | ● | * | ● | ● | * | ● | ● | ● | ● X 3 | ● | * | * |  |  |  | V2.4
i-Pro | i-Pro WV-S2130RJUX |  | ● | * | ● | ● | * | * | ● | ● | ● | ● | * |  |  |  |  | V2.2
i-Pro | i-Pro WV-S2135UX |  | ● | * | ● | ● | * | * | ● | ● | ● | ● | * |  |  |  |  | V2.2
i-Pro | i-Pro WV-S2136LBUX |  | ● | * | ● | ● | * | * | ● | ● | ● | ● | * |  |  |  |  | V2.22
i-Pro | i-Pro WV-S2136LD |  | ● | * | ● | ● | * | * | ● | ● | ● | ● | * |  |  |  |  | V2.22
i-Pro | i-Pro WV-S2136LUX |  | ● | * | ● | ● | * | * | ● | ● | ● | ● | * |  |  |  |  | V2.22
i-Pro | i-Pro WV-S22500-V3L |  | * | * | ● | ● | * | * | ● | ● | ● | ● | * |  |  |  |  | V2.3
i-Pro | i-Pro WV-S22500-V3LN |  | * | * | ● | ● | * | * | ● | ● | ● | ● | * |  |  |  |  | V2.3
i-Pro | i-Pro WV-S2536LNUX |  | ● | * | ● | ● | * | * | ● | ● | ● | ● | * |  |  |  |  | V2.22
i-Pro | i-Pro WV-S2536LTNUX |  | ● | * | ● | ● | * | * | ● | ● | ● | ● | * |  |  |  |  | V2.22
i-Pro | i-Pro WV-S2536LUX |  | ● | * | ● | ● | * | * | ● | ● | ● | ● | * |  |  |  |  | V2.2
i-Pro | i-Pro WV-S25500-V3L |  | ● | * | ● | ● | * | ● | ● | ● | ● X 3 | ● | * | * |  |  |  | V2.4
i-Pro | i-Pro WV-S25700-V3L |  | ● | * | ● | ● | * | ● | ● | ● | ● X 3 | ● | * | * |  |  |  | V2.4
i-Pro | i-Pro WV-S3130UX |  | ● | * | ● | ● | * | * | ● | ● | ● | ● | * |  |  |  |  | V2.2
i-Pro | i-Pro WV-S3131LUX |  | ● | * | ● | ● | * | * | ● | ● | ● | ● | * |  |  |  |  | V2.2
i-Pro | i-Pro WV-U31401-F2L |  | ● | * | ● | ● | * | ● | ● | ● | ● | ● | * | * |  |  |  | V2.50
i-Pro | i-Pro WV-S32302-F2L |  | ● | * | ● | ● | * | ● | ● | ● | * | ● | * | * |  |  |  | V2.4
i-Pro | i-Pro WV-S32302-F2L1 |  | ● | * | ● | ● | * | ● | ● | ● | * | ● | * | * |  |  |  | V2.4
i-Pro | i-Pro WV-S32402-F2L |  | ● | * | ● | ● | * | ● | ● | ● | ● | ● | * | * |  |  |  | V2.22
i-Pro | i-Pro WV-S3530UX |  | ● | * | ● | ● | * | * | ● | ● | ● | ● | * |  |  |  |  | V2.2
i-Pro | i-Pro WV-S35302-F2L |  | ● | * | ● | ● | * | ● | ● | ● | * | ● | * | * |  |  |  | V2.4
i-Pro | i-Pro WV-S35302-F2L1 |  | ● | * | ● | ● | * | ● | ● | ● | * | ● | * | * |  |  |  | V2.4
i-Pro | i-Pro WV-S35402-F2L |  | ● | * | ● | ● | * | ● | ● | ● | ● | ● | * | * |  |  |  | V2.50
i-Pro | i-Pro WV-S4151UX | ⓟⓢ | ● | * | ● | ● | * | * | ● | ● | ● | ● | * |  |  |  |  | V2.3 *Please set "image capture mode" on camera first; then, user can add camera via "setting from camera" *NVR does not support Quad/4-stream mode
i-Pro | i-Pro WV-S4156UX | ⓟⓢ | ● | * | ● | ● | * | * | ● | ● | ● | ● | * |  |  |  |  | V2.3 *Please set "image capture mode" on camera first; then, user can add camera via "setting from camera" *NVR does not support Quad/4-stream mode
i-Pro | i-Pro WV-S4556LUX | ⓟⓢ | ● | * | ● | ● | * | * | ● | ● | ● | ● | * |  |  |  |  | V2.3 *Please set "image capture mode" on camera first; then, user can add camera via "setting from camera" *NVR does not support Quad/4-stream mode
i-Pro | i-Pro WV-S4576LUX | ⓟⓢ | ● | * | ● | ● | * | * | ● | ● | ● X 3 | ● | * | * |  |  |  | V2.50 *Please set "image capture mode" on camera first; then, user can add camera via "setting from camera" *NVR does not support Quad/4-stream mode
i-Pro | i-Pro WV-S4176UX | ⓟⓢ | ● | * | ● | ● | * | * | ● | ● | ● X 3 | ● | * | * |  |  |  | V2.50 *Please set "image capture mode" on camera first; then, user can add camera via "setting from camera" *NVR does not support Quad/4-stream mode
i-Pro | i-Pro WV-S61300-ZY |  | ● | * | ● | ● | ● | ● | ● | ● | ● | ● | * |  |  |  |  | V2.23
i-Pro | i-Pro WV-S61301-Z1 |  | ● | * | ● | ● | ● | ● | ● | ● | ● | ● | * |  |  |  |  | V2.23
i-Pro | i-Pro WV-S61301-Z2 |  | ● | * | ● | ● | ● | ● | ● | ● | ● | ● | * |  |  |  |  | V2.3
i-Pro | i-Pro WV-S61302-Z4 |  | ● | * | ● | ● | ● | ● | ● | ● | ● | ● | * |  |  |  |  | V2.23
i-Pro | i-Pro WV-S61501-Z1 |  | ● | * | ● | ● | ● | ● | ● | ● | ● X 3 | ● | * | * |  |  |  | V2.4
i-Pro | i-Pro WV-S65300-ZY |  | ● | * | ● | ● | ● | ● | ● | ● | ● | ● | * |  |  |  |  | V2.23
i-Pro | i-Pro WV-S65301-Z1 |  | ● | * | ● | ● | ● | ● | ● | ● | ● | ● | * |  |  |  |  | V2.23
i-Pro | i-Pro WV-S65302-Z2 |  | ● | * | ● | ● | ● | ● | ● | ● | ● | ● | * |  |  |  |  | V2.23
i-Pro | i-Pro WV-S6532LNSUX |  | ● | * | ● | ● | ● | ● | ● | ● | ● | ● | * |  |  |  |  | V2.23
i-Pro | i-Pro WV-S6532LNUX |  | ● | * | ● | ● | ● | ● | ● | ● | ● | ● | * |  |  |  |  | V2.23
i-Pro | i-Pro WV-X6533LNSUX |  | ● | * | ● | ● | ● | ● | ● | ● | ● | ● | * |  |  |  |  | V2.23
i-Pro | i-Pro WV-X6533LNUX |  | ● | * | ● | ● | ● | ● | ● | ● | ● | ● | * |  |  |  |  | V2.23
i-Pro | i-Pro WV-S65340-Z2N |  | ● | * | ● | ● | ● | ● | ● | ● | ● | ● | * |  |  |  |  | V2.23
i-Pro | i-Pro WV-S65340-Z2N1 |  | ● | * | ● | ● | ● | ● | ● | ● | ● | ● | * |  |  |  |  | V2.23
i-Pro | i-Pro WV-S65340-Z2K |  | ● | * | ● | ● | ● | ● | ● | ● | ● | ● | * |  |  |  |  | V2.23
i-Pro | i-Pro WV-S65340-Z4K |  | ● | * | ● | ● | ● | ● | ● | ● | ● | ● | * |  |  |  |  | V2.23
i-Pro | i-Pro WV-S65340-Z4N |  | ● | * | ● | ● | ● | ● | ● | ● | ● | ● | * |  |  |  |  | V2.23
i-Pro | i-Pro WV-S65340-Z4N1 |  | ● | * | ● | ● | ● | ● | ● | ● | ● | ● | * |  |  |  |  | V2.23
i-Pro | i-Pro WV-S65501-Z1 |  | ● | * | ● | ● | ● | ● | ● | ● | ● X 3 | ● | * | * |  |  |  | V2.4
i-Pro | i-Pro WV-S66300-Z4L |  | ● | * | ● | ● | ● | ● | ● | ● | ● X 3 | ● | * |  |  |  |  | 2.37
i-Pro | i-Pro WV-S7130UX |  | ● | * | ● | ● | * | ● | ● | ● | * | ● | * |  |  |  |  | V2.4
i-Pro | i-Pro WV-S7130WUX |  | ● | * | ● | ● | * | ● | ● | ● | * | ● | * |  |  |  |  | V2.4
i-Pro | i-Pro WV-S8543LUX | CH1 | ● | * | ● | ● | * | ● | ● | ● | ● | ● | * | * |  |  |  | V2.50 *Each channel has one DI
i-Pro | i-Pro WV-S8543LUX | CH2 | ● | * | ● | ● | * | ● | ● | ● | ● | ● | * | * |  |  |  | V2.50 *Each channel has one DI
i-Pro | i-Pro WV-S8543LUX | CH3 | ● | * | ● | ● | * | ● | ● | ● | ● | ● | * | * |  |  |  | V2.50 *Each channel has one DI
i-Pro | i-Pro WV-U1130A |  | ● | * | ● | ● | * | * | ● | ● | * | * | * |  |  |  |  | V2.2
i-Pro | i-Pro WV-U1130AUX |  | ● | * | ● | ● | * | * | ● | ● | * | * | * |  |  |  |  | V2.2
i-Pro | i-Pro WV-U11300-V2 |  | ● | * | ● | ● | * | ● | ● | ● | * | ● | * | * |  |  |  | V2.4
i-Pro | i-Pro WV-U1132A |  | ● | * | ● | ● | * | * | ● | ● | * | * | * |  |  |  |  | V2.2
i-Pro | i-Pro WV-U1132AUX |  | ● | * | ● | ● | * | * | ● | ● | * | * | * |  |  |  |  | V2.2
i-Pro | i-Pro WV-U1142LA |  | ● | * | ● | ● | * | ● | ● | ● | * | * | * | * |  |  |  | V2.2
i-Pro | i-Pro WV-U1532LA |  | ● | * | ● | ● | * | * | ● | ● | * | * | * |  |  |  |  | V2.2
i-Pro | i-Pro WV-U1532LAUX |  | ● | * | ● | ● | * | * | ● | ● | * | * | * |  |  |  |  | V2.2
i-Pro | i-Pro WV-U1542LA |  | ● | * | ● | ● | * | ● | ● | ● | * | * | * | * |  |  |  | V2.2
i-Pro | i-Pro WV-U2130LA |  | ● | * | ● | ● | * | * | ● | ● | * | * | * |  |  |  |  | V2.2
i-Pro | i-Pro WV-U2130LAUX |  | ● | * | ● | ● | * | * | ● | ● | * | * | * |  |  |  |  | V2.2
i-Pro | i-Pro WV-U21300-V2L |  | ● | * | ● | ● | * | ● | ● | ● | * | ● | * | * |  |  |  | V2.4
i-Pro | i-Pro WV-U2132LA |  | ● | * | ● | ● | * | * | ● | ● | * | * | * |  |  |  |  | V2.2
i-Pro | i-Pro WV-U2132LAUX |  | ● | * | ● | ● | * | * | ● | ● | * | * | * |  |  |  |  | V2.2
i-Pro | i-Pro WV-U2140LA |  | ● | * | ● | ● | * | ● | ● | ● | * | * | * | * |  |  |  | V2.4
i-Pro | i-Pro WV-U2142LA |  | ● | * | ● | ● | * | ● | ● | ● | * | * | * | * |  |  |  | V2.4
i-Pro | i-Pro WV-U2530LA |  | ● | * | ● | ● | * | * | ● | ● | * | * | * |  |  |  |  | V2.2
i-Pro | i-Pro WV-U2532LA |  | ● | * | ● | ● | * | * | ● | ● | * | * | * |  |  |  |  | V2.2
i-Pro | i-Pro WV-U2540LA |  | ● | * | ● | ● | * | * | ● | ● | * | * | * |  |  |  |  | V2.2
i-Pro | i-Pro WV-U2542LA |  | ● | * | ● | ● | * | * | ● | ● | * | * | * |  |  |  |  | V2.2
i-Pro | i-Pro WV-U31301-F2L |  | ● | * | ● | ● | * | ● | ● | ● | * | ● | * | * |  |  |  | V2.4
i-Pro | i-Pro WV-U35301-F2L |  | ● | * | ● | ● | * | ● | ● | ● | * | * | * | * |  |  |  | V2.4
i-Pro | i-Pro WV-U35401-F2L |  | ● | * | ● | ● | * | ● | ● | ● | ● | ● | * | * |  |  |  | V2.50
i-Pro | i-Pro WV-U85402-V2L | CH1 | ● | * | ● | ● | * | ● | ● | ● | ●X3 | ● | * | * |  |  |  | V2.50
i-Pro | i-Pro WV-U85402-V2L | CH2 | ● | * | ● | ● | * | ● | ● | ● | * | ● | * | * |  |  |  | V2.50
i-Pro | i-Pro WV-X15300-V3L |  | ● | * | ● | ● | * | ● | ● | ● | ●X3 | ● | * | * |  |  |  | 3.1
i-Pro | i-Pro WV-X15700-V2L |  | ● | * | ● | ● | * | ● | ● | ● | ●X3 | * | * | * |  |  |  | 3.1
i-Pro | i-Pro WV-X22300-V3L |  | ● | * | ● | ● | * | ● | ● | ● | ● | ● | * | * |  |  |  | V2.50
i-Pro | i-Pro WV-X22700-V2L |  | ● | * | ● | ● | * | ● | ● | ● | ● | ● | * | * |  |  |  | V2.50
i-Pro | i-Pro WV-X25300-V3LN |  | ● | * | ● | ● | * | ● | ● | ● | ●X3 | ● | * | * |  |  |  | V2.50
i-Pro | i-Pro WV-X35302-F2LM |  | ● | * | ● | ● | * | ● | ● | ● | * | ● | * | * |  |  |  | V2.4
i-Pro | i-Pro WV-X66300-Z4L |  | ● | * | ● | ● | ● | ● | ● | ● | ●X3 | ● | * | * |  |  |  | V2.50
i-Pro | i-Pro WV-X66300-Z4LS |  | ● | * | ● | ● | ● | ● | ● | ● | ●X3 | ● | * |  |  |  |  | 2.37
i-Pro | i-Pro Video Server
i-Pro | i-Pro WJ-GXE500UX | (4ch) | ● | * | ● | * | * | * | ● | ● |  | ● | * |  |  |  |  | 1.03 Supported camera mode: VGA [4:3] for 640x480, 320x240
ITX-AI | (DIGIEVER NVR supports ITX AI cameras with ONVIF)
ITX-AI | ITX-AI ABEX-5F2C-RMPDYJ |  | * | * | ● | ● | * | ● | ● | ● | * | ● | ● | * |  |  |  | 89100.1.2024.100 *Not Support "Tampering Detection"
ITX-AI | ITX-AI CSB2-5M4C-1MPAR7 |  | * | * | ● | ● | * | * | ● | ● | * | ● | ● | * |  |  |  | 89100.1.2024.100 *Not Support "Tampering Detection"
IQinVision | (DIGIEVER NVR supports IQinVision cameras with ONVIF)
IQinVision | IQinVision IQD32S |  |  |  | ● |  | * | * | ● | ● |  | ● | [5 empty] | V3.6/5(140117)
IQinVision | (DIGIEVER NVR supports IQinVision cameras with Generic RTSP method)
IQinVision | URL |  | Generic MJPEG
IQinVision | IQinVision IQD41S
Iveda | (DIGIEVER NVR supports Iveda cameras with ONVIF)
Iveda | Iveda Z-6012 |  |  | * | ● |  | * | ● | ● | ● | ● | ● | * |  |  |  |  | 2.116.0000.2.R(2020-03-07)
Iveda | Iveda Z-6013 |  |  | * | ● |  | * | ● | ● | ● | ● | ● | * |  |  |  |  | 2.116.0000.2.R(2019-12-11)
JOVISION | (DIGIEVER NVR supports JOVISION cameras with ONVIF)
Jovision | JOVISION IPC |  | ● | * | ● | ● | * | * | ● | ● | * | * | * | * |  |  |  | V2.2.6073.wm.de - 20191017 14:00:06
Jovision | JOVISION JVS-T706-I300 |  | ● | * | ● | ● | * | * | ● | ● | * | * | * | * |  |  |  | V1.0.0024 - 20201211 16:00:00
JVC | JVC cameras
JVC | JVC VNC-H237EC |  |  | * | ● | * | * | * | ● | ● | ● | ●
JVC | JVC VN-H557 |  |  | * | ● | * | * | * | ● |  |  | ●
JVC | JVC VN-H657 |  |  | * | ● | * | * | * | ● |  |  | ●
JVC | JVC VN-H137 |  | ● | * | ● | * | * | * | ● | ●
JVC | JVC VN-H157WP |  | ● | * | ● | * | * | * | ● | ●
JVC | JVC VN-H237 |  | ● | * | ● | * | * | * | ● | ●
JVC | JVC VN-H237VP |  | ● | * | ● | * | * | * | ● | ●
JVC | JVC VN-H257 |  | ● | * | ● | * | * | * | ● | ●
JVC | JVC VN-H257VP |  | ● | * | ● | * | * | * | ● | ●
JVC | JVC VN-H37 |  | ● | * | ● | * | * | * | ● | ●
JVC | JVC VN-H557 |  | ● | * | ● | * | ● | ● | ● | ●
JVC | JVC VN-H57 |  | ● | * | ● | * | * | * | ● | ●
JVC | JVC VN-H678WPR |  | ● | * | ● | * | ● | ● | * | ● | ● | ● | * |  |  |  | IR Lamp | 1.03.009
JVC | JVC VN-T16U |  | ● | * | ● | * | * | * | ● | ●
JVC | JVC VN-T216U |  | ● | * | ● | * | * | * | ● | ●
JVC | JVC VN-T216VPRU |  | ● | * | ● | * | * | * | ● | ●
JVC | JVC KY-PZ200 |  | * | * | ● | ● | * | * | ● | * | * |  | * |  |  |  |  | SOC v1.1.37 - ARM 6.0.98SJVC
JVC | (DIGIEVER NVR supports JVC cameras with Generic RTSP method)
JVC | URL |  | Generic MJPEG | [6 empty] | Generic RTSP
JVC | JVC VN-X235 |  | http://<IP>/api/video?encode=jpeg&framerate=15&server_push=on
JVC | JVC VN-H657WPB | [8 empty] | Stream 1: http://<IP>/ONVIF/Streaming/channels/0 Stream 2: http://<IP>/ONVIF/Streaming/channels/1
JVC | JVC VNC-F857REC |  | http://<IP>/api/video?encode-jpeg(1)&boundary=on
Kaansky | (DIGIEVER NVR supports Kaansky cameras with ONVIF)
Kaansky | Kaansky D38C-HD1302A |  | * | * | ● | * | * | * | ● | ● |  | ● | [5 empty] | V4.02.R11.00000520.12010
Kaansky | Kaansky D38C-HD2002 |  | * | * | ● | * | * | * | ● | * | * | * | [5 empty] | V4.00.R10.00000513.12010
Kaansky | Kaansky F715-HD1302A |  | * | * | ● | * | * | * | ● | ● |  | ● | [5 empty] | V4.00.R10.00000513.12010
Kaansky | Kaansky F916-HD2002 |  | * | * | ● | * | * | * | ● | * | * | * | [5 empty] | V4.02.R11.00000520.12010
LevelOne | LevelOne cameras
LevelOne | LevelOne FCS-0030v1 |  | ● | ● | ● | * | * | * | ● | ● | * | ●
LevelOne | LevelOne FCS-0030v2 |  | ● | ● | ● | * | * | * | ● | ● | * | ●
LevelOne | LevelOne FCS-0031 |  | ● | ● | ● | * | * | * | ● | ● | * | ●
LevelOne | LevelOne FCS-1122 |  | ● | ● | ● | * | * | * | ● | ● | ● | ●
LevelOne | LevelOne FCS-3061 |  | ● | ● | ● | * | * | * | ● | ● | ● | ●
LevelOne | LevelOne FCS-5952 |  | * | * | ● | ● | * | * | ● | ● | ● | ● | ● | * | 4, 5, 6, 9 |  |  | v3.6.1602.1006.299.0.19.5.1.D01
LevelOne | LevelOne SCS-2120 |  |  | * | ● | ● | * | * | ● | ● | ● | ● |  |  | 1, 11 |  |  | 8.8.135.3
LevelOne | LevelOne SCS-2120R |  |  | * | ● | ● | * | * | ● | ● | ● | ● |  |  | 1, 11 |  |  | 8.8.135.3
LevelOne | LevelOne SCS-2121 |  | * | * | ● | ● | * | * | ● | ● | ● | ● | * |  | 3, 4 |  |  | VA1.OH29.0641-20210302-HDXP2P-GEN
LevelOne | LevelOne SCS-2121R |  |  | * | ● | ● | * | * | ● | ● | * | ●
LevelOne | LevelOne SCS-2122R |  |  | * | ● | ● | * | * | ● | ● | * | ● | [5 empty] | 8.8.135.3
LevelOne | LevelOne SCS-3250R |  |  | * | ● | ● | * | * | ● | ● | * | ● | [5 empty] | 8.8.135.3
LevelOne | LevelOne SCS-3320R |  |  | * | ● | ● | * | * | ● | ● | * | ● | [5 empty] | 8.8.135.3
LevelOne | LevelOne SCS-3321R |  |  | * | ● | ● | * | * | ● | ● | * | ● | [5 empty] | 8.8.135.3
LevelOne | LevelOne SCS-3550R |  |  | * | ● | ● | * | * | ● | ● | * | ● | [5 empty] | 8.8.135.3
LevelOne | LevelOne SCS-5151 |  | * | * | ● | ● | * | * | ● | ● | ● | ● | * |  | 3, 4 |  |  | VA1.OH29.0641-20210302-HDXP2P-GEN
LevelOne | LevelOne SCS-5151R |  |  | * | ● | ● | * | * | ● | ● | * | ●
LevelOne | LevelOne SCS-5152R |  |  | * | ● | ● | * | * | ● | ● | * | ● | [5 empty] | 8.8.135.3
LevelOne | LevelOne SCS-6210R |  |  | * | ● | ● | * | * | ● | ● | ● | ● |  |  | 1, 11 |  |  | 8.8.135.3 (audio detection, tampering detection)
LevelOne | LevelOne SCS-7220R |  |  | * | ● | ● | * | * | ● | ● | ● | ● |  |  | 1, 11 |  |  | 8.8.135.3 (audio detection, tampering detection)
LevelOne | LevelOne SCS-7221R |  |  | * | ● | ● | * | * | ● | ● | * | ● | [5 empty] | 8.8.135.3
LevelOne | LevelOne SCS-7250R |  |  | * | ● | ● | * | * | ● | ● | * | ● | [5 empty] | 8.8.135.3
LevelOne | LevelOne WCS-0030v1 |  | ● | ● | ● | * | * | * | ● | ● | * | ●
LevelOne | LevelOne WCS-0030v2 |  | ● | ● | ● | * | * | * | ● | ● | * | ●
LevelOne | LevelOne WCS-0050 |  | ● | ● | ● | * | * | * | ● | ● | * | ●
LevelOne | (DIGIEVER NVR supports LevelOne cameras with ONVIF)
LevelOne | LevelOne SC-8200 |  | * | * | ● | * | * | * | ● | * | * | *
LevelOne | LevelOne V82-DV103 |  | * | * | ● | * | * | * | ● | * | * | *
LevelOne | LevelOne SCS-6370 |  | * | * | ● |  | ● | ● | ● | ● | * | ● |  |  |  |  | Moving Speed(PTZ), Wiper | V1.0.6 Build 201710101707-r2368D
LG | LG cameras
LG | LG LND7210 |  |  | * | ● | * | * | * | ● | ● | ● | ● | [5 empty] | 2221.0.0.110150
LG | LG LND7210R |  |  | * | ● | * | * | * | ● | ● | ● | ● | [5 empty] | 2221.0.0.110150
LG | LG LNP3020T |  |  | * | ● | * | ● | ● | ● | ● | ● | ● | [5 empty] | 1891.0.0.1411270
LG | LG LNP3021R |  |  | * | ● | * | ● | ● | ● | ● | ● | ● | [5 empty] | 1891.0.0.1411270
LG | LG LNP3022 |  |  | * | ● | * | ● | ● | ● | ● | ● | ● | [5 empty] | 1891.0.0.1411270
LG | LG LNU7210R |  |  | * | ● | * | * | * | ● | ● | ● | ● | [5 empty] | 2221.0.0.110150
LG | LG LNV7210 |  |  | * | ● | * | * | * | ● | ● | ● | ● | [5 empty] | 2221.0.0.110150
LG | LG LNV7210R |  |  | * | ● | * | * | * | ● | ● | ● | ● | [5 empty] | 2221.0.0.110150
LG | LG LW342-F |  |  | * | ● | * | * | * | ● | ● | ● | ● | [5 empty] | 2221.0.0.110150
LG | LG LW-345-F |  |  | * | ● | * | * | * | ● | ● | ● | ● | [5 empty] | 2221.0.0.110150
LG | LG LW6424 |  |  | * | ● | * | * | * | ● | ● | ● | ● | [5 empty] | 2221.0.0.110150
LG | LG LW6454 |  |  | * | ● | * | * | * | ● | ● | ● | ● | [5 empty] | 2221.0.0.110150
Linksys | Linksys cameras
Linksys | Linksys LCAB03VLNOD |  | ● |  | ● | * | * | * | ● | ● | ● | ●
Linksys | Linksys LCAD03FLN |  | ● |  | ● | * | * | * | ● | ● | ● | ●
Linksys | Linksys LCAD03VLNOD |  | ● |  | ● | * | * | * | ● | ● | ● | ●
Linksys | Linksys LCAM0336OD |  | ● |  | ● | * | * | * | ● | ● | ● | ●
LILIN | LILIN cameras
LILIN | LILIN FD2452E | ⓟⓒ | ● | * | ● | * | * | * | ● | ● |  | ● | [5 empty] | 1.0.60(Panorama)
LILIN | LILIN IPD2122ES |  | ● |  | ● | * | * | * | ● | ● |  | ●
LILIN | LILIN IPD2220ES |  | ● |  | ● | * | * | * | ● | ● |  | ●
LILIN | LILIN IPD2322ESX |  | ● |  | ● | * | * | * | ● | ● |  | ●
LILIN | LILIN IPD6122ESX |  | ● |  | ● | * | * | * | ● | ● |  | ●
LILIN | LILIN IPD6220ES |  | ● |  | ● | * | * | * | ● | ● |  | ●
LILIN | LILIN IPG1022ES |  | ● |  | ● | * | * | * | ● | ● |  | ●
LILIN | LILIN IPG1022ESX3 |  | ● | * | ● | * | * | * | ● | ● |  | ●
LILIN | LILIN IPG1032ES |  | ● |  | ● | * | * | * | ● | ● |  | ●
LILIN | LILIN IPG1052 |  | ● | * | ● | * | * | * | ● | ● |  | ●
LILIN | LILIN IPG1052ES |  | ● |  | ● | * | * | * | ● | ● |  | ●
LILIN | LILIN IPR320ESX |  | ● |  | ● | * | * | * | ● | ● |  | ●
LILIN | LILIN IPR434/8ESX |  | ● |  | ● | * | * | * | ● | ● |  | ●
LILIN | LILIN IPR6122ESX |  | ● |  | ● | * | * | * | ● | ● |  | ●
LILIN | LILIN IPR722ES |  | ● |  | ● | * | * | * | ● | ● |  | ●
LILIN | LILIN IPR722ESX |  | ● |  | ● | * | * | * | ● | ● |  | ●
LILIN | LILIN IPR7334/8SX |  | ● |  | ● | * | * | * | ● | ● |  | ●
LILIN | LILIN IPR7424/8ESX |  | ● |  | ● | * | * | * | ● | ● |  | ●
LILIN | LILIN IPS420 |  | ● |  | ● | * | ● | ● | ● | ● |  | ●
LILIN | LILIN IPS520 |  | ● |  | ● | * | ● | ● | ● | ● |  | ●
LILIN | LILIN IPS6228M |  | ● | * | ● | * | ● | ● | ● | ● |  | ●
LILIN | LILIN IPS622M |  | ● |  | ● | * | ● | ● | ● | ● |  | ●
LILIN | LILIN IPS722M |  | ● |  | ● | * | ● | ● | ● | ● |  | ●
LILIN | LILIN LB1022 |  | ● |  | ● | * | * | * | ● | ● |  | ●
LILIN | LILIN LD2122 |  | ● |  | ● | * | * | * | ● | ● |  | ●
LILIN | LILIN LD2222 |  | ● |  | ● | * | * | * | ● | ● |  | ●
LILIN | LILIN LD2222E4 |  | ● | * | ● | * | * | * | ● | ● |  | ●
LILIN | LILIN LD2322 |  | ● |  | ● | * | * | * | ● | ● |  | ●
LILIN | LILIN LD6122 |  | ● |  | ● | * | * | * | ● | ● |  | ●
LILIN | LILIN LR6122 |  | ● |  | ● | * | * | * | ● | ● |  | ●
LILIN | LILIN LR7022 |  | ● |  | ● | * | * | * | ● | ● |  | ●
LILIN | LILIN LR7428 |  | ● |  | ● | * | * | * | ● | ● |  | ●
LILIN | LILIN LR7722 |  | ● |  | ● | * | * | * | ● | ● |  | ●
LILIN | LILIN MD2242 |  | * | * | ● | * | * | * | ● | ● | * | * | * | ● |  |  |  | 5.2.92.9164 *Edge Record enables when there's no connection to the camera (Ex. No connection with NVR, VLC etc.)
LILIN | LILIN MR8342 |  | * | * | ● | * | * | * | ● | ● | * | * | * | ● |  |  |  | 5.2.92.9164 *Edge Record enables when there's no connection to the camera (Ex. No connection with NVR, VLC etc.)
LILIN | LILIN MR8442 |  | * | * | ● | * | * | * | ● | ● | * | * | * | ● |  |  |  | 5.2.92.9164 *Edge Record enables when there's no connection to the camera (Ex. No connection with NVR, VLC etc.)
LILIN | LILIN PG1022ESX3 |  | ● |  | ● | * | * | * | ● | ● |  | ●
LILIN | LILIN S8D4624EX25 |  | * | * | ● | ● | ● | ● | ● | ● | ● | ● | * | ● |  |  |  | 12.1.001.4883 *Edge Record enables when there's no connection to the camera (Ex. No connection with NVR, VLC etc.)
LILIN | LILIN S8D4624EX30 |  | * | * | ● | ● | ● | ● | ● | ● | ● | ● | * | ● |  |  |  | 12.1.001.4883 *Edge Record enables when there's no connection to the camera (Ex. No connection with NVR, VLC etc.)
LILIN | LILIN S8R5524EX25 |  | * | * | ● | ● | ● | ● | ● | ● | ● | ● | * | ● |  |  |  | 12.1.001.4883 *Edge Record enables when there's no connection to the camera (Ex. No connection with NVR, VLC etc.)
LILIN | LILIN S8R5524EX30 |  | * | * | ● | ● | ● | ● | ● | ● | ● | ● | * | ● |  |  |  | 12.1.001.4883 *Edge Record enables when there's no connection to the camera (Ex. No connection with NVR, VLC etc.)
LILIN | LILIN S8R5524X25 |  | * | * | ● | ● | ● | ● | ● | ● | ● | ● | * | ● |  |  |  | 12.1.001.4883 *Edge Record enables when there's no connection to the camera (Ex. No connection with NVR, VLC etc.)
LILIN | LILIN S8R5524X30 |  | * | * | ● | ● | ● | ● | ● | ● | ● | ● | * | ● |  |  |  | 12.1.001.4883 *Edge Record enables when there's no connection to the camera (Ex. No connection with NVR, VLC etc.)
LILIN | LILIN S8R5528X25 |  | * | * | ● | ● | ● | ● | ● | ● | ● | ● | * | ● |  |  |  | 12.1.001.4883 *Edge Record enables when there's no connection to the camera (Ex. No connection with NVR, VLC etc.)
LILIN | LILIN S8R5528X30 |  | * | * | ● | ● | ● | ● | ● | ● | ● | ● | * | ● |  |  |  | 12.1.001.4883 *Edge Record enables when there's no connection to the camera (Ex. No connection with NVR, VLC etc.)
LILIN | LILIN V1R4452E2 |  | * | * | ● | ● | * | * | ● | ● | * | * | * | ● |  |  |  | 14.0.001.4499 *Edge Record enables when there's no connection to the camera (Ex. No connection with NVR, VLC etc.)
LILIN | LILIN V1R6052E2 |  | * | * | ● | ● | * | * | ● | ● | * | * | * | ● |  |  |  | 14.0.001.4499 *Edge Record enables when there's no connection to the camera (Ex. No connection with NVR, VLC etc.)
LILIN | LILIN V1R9452E2 |  | * | * | ● | ● | * | * | ● | ● | * | * | * | ● |  |  |  | 14.0.001.4499 *Edge Record enables when there's no connection to the camera (Ex. No connection with NVR, VLC etc.)
LILIN | LILIN V1R9452E2-V |  | * | * | ● | ● | * | * | ● | ● | * | ● | * | ● |  |  |  | 14.0.001.4592 *Support "Setting from Camera" *Edge Record enables when there's no connection to the camera (Ex. No connection with NVR, VLC etc.)
LILIN | LILIN V1R9552X3 |  | * | * | ● | ● | * | ● | ● | ● | * | * | * | ● |  |  |  | V14.0.001.4499 *Support "Setting from Camera" *Edge Record enables when there's no connection to the camera (Ex. No connection with NVR, VLC etc.)
LILIN | LILIN Z3R6422H |  | * | * | ● | ● | * | ● | ● | ● | ● | ● | * | ● |  |  |  | 8.1.94.9837 *Edge Record enables when there's no connection to the camera (Ex. No connection with NVR, VLC etc.)
LILIN | LILIN Z3R6522H |  | * | * | ● | ● | * | ● | ● | ● | ● | ● | * | ● |  |  |  | 8.1.94.9837 *Edge Record enables when there's no connection to the camera (Ex. No connection with NVR, VLC etc.)
LILIN | LILIN Z3R8922H |  | * | * | ● | ● | * | ● | ● | ● | ● | ● | * | ● |  |  |  | 8.1.94.9837 *Edge Record enables when there's no connection to the camera (Ex. No connection with NVR, VLC etc.)
LILIN | LILIN Z7R8082EX25 |  | * | * | ● | ● | * | ● | ● | ● | ● | ● | * | ● |  |  |  | V10.1.001.4249 *Edge Record enables when there's no connection to the camera (Ex. No connection with NVR, VLC etc.)
LILIN | LILIN Z7R8082EX30 |  | * | * | ● | ● | * | ● | ● | ● | ● | ● | * | ● |  |  |  | V10.1.001.4249 *Edge Record enables when there's no connection to the camera (Ex. No connection with NVR, VLC etc.)
LILIN | LILIN Z7R6482X3-P |  | * | * | ● | ● | * | ● | ● | ● | ● | ● | * | ● |  |  |  | V10.1.001.4249 *Edge Record enables when there's no connection to the camera (Ex. No connection with NVR, VLC etc.)
LILIN | LILIN Z7R8082X10-P |  | * | * | ● | ● | * | ● | ● | ● | ● | ● | * | ● |  |  |  | V10.1.001.4249 *Edge Record enables when there's no connection to the camera (Ex. No connection with NVR, VLC etc.)
LILIN | LILIN Z7R8182X10-P |  | * | * | ● | ● | * | ● | ● | ● | ● | ● | * | ● |  |  |  | V10.1.001.4249 *Edge Record enables when there's no connection to the camera (Ex. No connection with NVR, VLC etc.)
LILIN | LILIN Z7R8182X2-P |  | * | * | ● | ● | * | ● | ● | ● | ● | ● | * | ● |  |  |  | V10.1.001.4249 *Edge Record enables when there's no connection to the camera (Ex. No connection with NVR, VLC etc.)
LILIN | LILIN Z7R8182X3-P |  | * | * | ● | ● | * | ● | ● | ● | ● | ● | * | ● |  |  |  | V10.1.001.4249 *Edge Record enables when there's no connection to the camera (Ex. No connection with NVR, VLC etc.)
Linear | Linear cameras
Linear | Linear CAM-13DN-IP |  | ● | ● | ● | * | * | * | ● | ● | ● | ●
Linear | Linear CAM-30DN-IP |  | ● | ● | ● | * | * | * | ● | ● | ● | ●
Linear | Linear ND3-10VR-28 |  | ● | ● | ● | * | * | * | ● | ● | * | ●
Linear | Linear ND4-13S-312 |  | ● | ● | ● | * | * | * | ● | ● | ● | ●
Linear | Linear ND4-13VR-312HB |  | ● | ● | ● | * | * | * | ● | ● | ● | ●
Linear | Linear NTL-10DN-312 |  | ● | ● | ● | * | * | * | ● | ● | * | ●
MASPRO | (DIGIEVER NVR supports MASPRO cameras)
MASPRO | MASPRO TSCC2 |  | * | * | ● | * | * | * | ● | ● | ● | ● | [5 empty] | VC1.0.34_MK
Toshiba | (DIGIEVER NVR supports Toshiba cameras with Generic RTSP method)
Toshiba | URL |  | Generic RTSP
| MASPRO MNC2BFW |  | rtsp://<CAM IP>:<RTSP port>/videostream
Micae | (DIGIEVER NVR supports Micae cameras)
Micae | Micae MCP-IPC DR 2000 HD |  | ● | * | ● | * | ● | ● | ● | ● | ● | * | [5 empty] | 2.110.0000.0.R
Mikami | (DIGIEVER NVR supports Mikami cameras with ONVIF or Mikami)
Mikami | Mikami PTC-113-HDIP (MIKAMI) |  |  | * | ● | * | ● | ● | ● | * | * | * |  |  |  |  | IR, Moving Speed(PTZ), Wiper | PTZ F/W: Ver. 3.02 ENC F/W: Ver. 2.25
| Mikami PTC-113-HDIP (ONVIF) |  |  | * | ● | * | ● | ● | ● | ● | * | * |  |  |  |  | IR, Moving Speed(PTZ), Wiper | PTZ F/W: Ver. 3.02 ENC F/W: Ver. 2.25
Mikami | Mikami PTC-113Ⅱ-HDIP (ONVIF) |  |  | * | ● | * | ● | ● | ● | ● | * |  | * |  |  |  | IR, Moving Speed(PTZ), Wiper | Ver. 2.25
Mitsubishi | (DIGIEVER NVR supports Mitsubishi cameras with ONVIF)
Mitsubishi | Mitsubishi NC-1000 |  | * | * | ● | * | * | * | ● | ● |  | ●
Mitsubishi | Mitsubishi NC-9000 |  | ● | * | ● | ● | * | ● | ● | ● | * | ● | * |  |  |  |  | 0109t
Mitsubishi | Mitsubishi NC-9020 |  | ● | * | ● | ● | * | ● | ● | ● | * | ● | * |  |  |  |  | 0109t
Mitsubishi | Mitsubishi NC-9600 |  | ● | * | ● | ● | * | ● | ● | ● | * | ● | * |  |  |  |  | 0109t
Mitsubishi | Mitsubishi NC-9620 |  | ● | * | ● | ● | * | ● | ● | ● | * | ● | * |  |  |  |  | 0109t
Mitsubishi | Mitsubishi NC-9820 |  | ● | * | ● | ● | * | ● | ● | ● | * | ● | * |  |  |  |  | 0109t
MEDIAEDGE | MEDIAEDGE Encoder
MEDIAEDGE | MEDIAEDGE SC6D0N1_V10 | CH1 | * | * | ● | ● | * | * | ● | * | * | ● | * |  |  |  |  | 3.4.5.ME *Model Name in NVR: MEDIAEDGE SC6D0N1_V10
MEDIAEDGE | MEDIAEDGE SC6D0N1_V10 | CH2 | * | * | ● | ● | * | * | ● | * | * | ● | * |  |  |  |  | 3.4.5.ME *Model Name in NVR: MEDIAEDGE SC6D0N1_V10
| MEDIAEDGE SC6D0N4HDMI_V14 | CH1 | * | * | ● | * | * | * | ● | * | * | ● | * |  |  |  |  | 4.1.3.ME *Model Name in NVR: MEDIAEDGE SC6D0N4HDMI_V14
| MEDIAEDGE SC6D0N4HDMI_V14 | CH2 | * | * | ● | * | * | * | ● | * | * | ● | * |  |  |  |  | 4.1.3.ME *Model Name in NVR: MEDIAEDGE SC6D0N4HDMI_V14
| MEDIAEDGE SC6D0N4HDMI_V14 | CH3 | * | * | ● | * | * | * | ● | * | * | ● | * |  |  |  |  | 4.1.3.ME *Model Name in NVR: MEDIAEDGE SC6D0N4HDMI_V14
| MEDIAEDGE SC6D0N4HDMI_V14 | CH4 | * | * | ● | * | * | * | ● | * | * | ● | * |  |  |  |  | 4.1.3.ME *Model Name in NVR: MEDIAEDGE SC6D0N4HDMI_V14
Messoa | Messoa cameras
Messoa | Messoa LPR606 |  |  |  | ● | * | * | * | ● | ● | ● | ● | [5 empty] | 00.18_0725
Messoa | Messoa NCB355 |  |  | * | ● | * | * | * | ● | ● | * | ●
Messoa | Messoa NCB358 |  |  | * | ● | * | * | * | ● | ● | * | ●
Messoa | Messoa NCB855PRO |  | ● |  | ● | * | * | * | ● | ● |  | ● | [5 empty] | AP_01-00-62-18_MS03
Messoa | Messoa NCB858 |  | ● |  | ● | * | * | * | ● | ● |  | ● | [5 empty] | AP_01-00-62-18_MS05
Messoa | Messoa NCC800 |  | ● |  | ● | * | * | * | ● | ● |  | ●
Messoa | Messoa NCR365 |  |  | * | ● | * | * | * | ● | ● | * | ● | [5 empty] | 02.28_02_MS
Messoa | Messoa NCR368 |  |  | * | ● | * | * | * | ● | ● | * | ● | [5 empty] | 02.28_02_MS
Messoa | Messoa NCR375 |  |  |  | ● | * | * | * | ● | ● | ● | *
Messoa | Messoa NCR870S |  | ● |  | ● | * | * | * | ● | ● |  | ●
Messoa | Messoa NCR875PRO |  | ● |  | ● | * | * | * | ● | ● |  | ● | [5 empty] | AP_01-00-62-18_MS03
Messoa | Messoa NCR878 |  | ● |  | ● | * | * | * | ● | ● |  | ●
Messoa | Messoa NDF820 |  | ● |  | ● | * | * | * | ● | ● |  | ●
Messoa | Messoa NDF820 Pro |  |  | * | ● | * | * | * | ● | ● |  | ●
Messoa | Messoa NDF821 |  | ● |  | ● | * | * | * | ● | ● |  | ●
Messoa | Messoa NDF821 Pro |  |  | * | ● | * | * | * | ● | ● |  | ● | [5 empty] | AP_01-00-62-18_MS03
Messoa | Messoa NDF831 |  | ● |  | ● | * | * | * | ● | ● |  | ●
Messoa | Messoa NDF831 Pro |  |  | * | ● | * | * | * | ● | ● |  | ●
Messoa | Messoa NDR721 |  |  |  | ● | * |  |  |  | ● | ● | ●
Messoa | Messoa NDR891 |  | ● |  | ● | * | * | * | ● | ● |  | ●
Messoa | Messoa NDR891 Pro |  |  | * | ● | * | * | * | ● | ● |  | ●
Messoa | Messoa NIC990 |  | ● | * | ● | * | ● | ● | ● | ● |  | ● | [5 empty] | M.0.4.5
Messoa | Messoa NID321 |  |  | * | ● | * | * | * | ● | ● | * | ● | [5 empty] | 02.28_02_MS
Messoa | Messoa NID325 |  |  | * | ● | * | * | * | ● | ● | ● | ●
Messoa | Messoa NID335 |  |  |  | ● | * | * | ● | ● | ● | ● | ● | [5 empty] | 02.27_01_MS_0911test
Messoa | Messoa NID338 |  |  | * | ● | * | * | * | ● | ● | * | ● | [5 empty] | 02.28_03_MS_0528
Messoa | Messoa NOD385 |  |  | * | ● | * | * | * | ● | ● | ● | ●
Messoa | Messoa NOD395 |  |  | * | ● | * | * | * | ● | ● | ● | ●
Messoa | Messoa NOD398 |  |  |  | ● | * | * | ● | ● | ● | ● | ●
Messoa | Messoa PTZ900 |  |  |  | ● | * | ● | ● | ● | ● | ● | ●
Messoa | Messoa SPD970 |  |  |  | ● | * | ● | ● | ● | ● | ● | ● | [5 empty] | 0.1.4280-4290MS
Messoa | Messoa UFD301 |  |  | * | ● | * | * | * | ● | ● | * | *
Messoa | Messoa UFD305 |  |  | * | ● | * | * | * | ● | ● | * | ●
Messoa | (DIGIEVER NVR supports Messoa cameras with ONVIF)
Messoa | Messoa NDR720 |  |  |  | ● | * | * | * | ● | ● |  | ● | [5 empty] | V1.02.20
Messoa | Messoa NDZ760 |  |  |  | ● | * | ● | ● | ● | ● |  | ● |  |  |  |  | Moving Speed(PTZ)
Milesight | Milesight cameras
Milesight | Milesight MS-C2961-EPB |  |  | * | ● | ● | ● | ● | ● | ● | ● | * |  |  | 2, 3 |  |  | 43.7.0.72-LPR1-r18
Milesight | Milesight MS-C2961-QELPB |  |  | * | ● | ● | ● | ● | ● | ● | ● | * | * |  |  |  |  | 43.7.0.72-LPR1-r18
Milesight | Milesight MS-C2961-QEPB |  |  | * | ● | ● | ● | ● | ● | ● | ● | * | [5 empty] | 43.7.0.72-LPR1-r18
Milesight | Milesight MS-C2961-RELPB |  |  | * | ● | ● | ● | ● | ● | ● | ● | * | * |  |  |  |  | 43.7.0.72-LPR1-r6
Milesight | Milesight MS-C2961-REPB |  |  | * | ● | ● | ● | ● | ● | ● | ● | * | * |  |  |  |  | 43.7.0.72-LPR1-r6
Milesight | Milesight MS-C2962-RFPC |  | * | * | ● | ● | * | ● | ● | ● | ● | ● | ● | ● |  |  |  | 45.8.0.3-r10
Milesight | Milesight MS-C2962-RFPE |  | * | * | ● | ● | * | ● | ● | ● | ● | ● | * | * | 1, 4, 9 |  |  | 61.8.85.3-r6
Milesight | Milesight MS-C2963-PB |  | * | * | ● | ● | * | * | ● | ● | ● | ● | [5 empty] | 40.7.0.58-r1
Milesight | Milesight MS-C2964-FPE |  | * | * | ● | ● | * | ● | ● | ● | * | * |  | ● | 2, 3, 4, 6, 7, 8, 9, 11 |  |  | 61.8.85.4-c4-t18
Milesight | Milesight MS-C2964-PB |  | * | * | ● | ● | * | ● | ● | ● | * | * |  | ● | 2, 3, 4, 6, 7, 8, 9, 11 |  |  | 40.7.1.80-r4
Milesight | Milesight MS-C2964-PD |  | * | * | * | ● | ● | * | * | ● | ● | * | * | ● | 4 |  |  | 51.7.85.77-r4
Milesight | Milesight MS-C2966-RFPE |  | * | * | ● | ● | * | ● | ● | ● | * | * |  | ● | 2, 3, 4, 6, 7, 8, 9, 11 |  |  | 61.8.85.4-c4-t18
Milesight | Milesight MS-C2967-X12RPE |  | * | * | ● | ● | ● | ● | ● | ● | ● | ● | ● | ● |  |  |  | 61.8.0.4-r4-a2
Milesight | Milesight MS-C2972-FIPB |  |  | * | ● | ● | * | ● | ● | ● | ● | ● | ● |  |  |  |  | 40.7.0.74
Milesight | Milesight MS-C2972-FPB |  | * | * | ● | ● | * | * | ● | ● | ● | * | [5 empty] | 40.7.0.60-r17
Milesight | Milesight MS-C2972-RFLPE |  | * | * | ● | ● | * | ● | ● | ● | ● | ● | ● | ● |  |  |  | T_61.8.0.3_EU-r12
Milesight | Milesight MS-C2973-PD |  | * | * | ● | ● | * | ● | ● | ● | * | * |  | ● | 2, 3, 4, 6, 7, 8, 9, 11 |  |  | 61.8.85.4-c4-t18
Milesight | Milesight MS-C5363-FPB |  |  | * | ● | ● | * | ● | ● | ● | * | * | [5 empty] | 41.7.0.67-r10 * Support people counting and cross-line detection *For tripwire display on liveview, system only display one type of tripwire, either people counting or cross line tripwire.
Milesight | Milesight MS-C5363-PB |  | * | * | ● | ● | * | * | ● | ● | * | * | [5 empty] | 41.7.0.60-r14
Milesight | Milesight MS-C5364-FPA |  | * | * | ● | ● | * | ● | ● | ● | ● | ● | ● | ● |  |  |  | 31.8.0.3-r10
Milesight | Milesight MS-C5372-FPE |  | * | * | ● | ● | * | ● | ● | ● | * | * |  | ● | 2, 3, 4, 6, 7, 8, 9, 11 |  |  | 61.8.85.4-c4-t18
Milesight | Milesight MS-C5373-PB |  | * | * | ● | ● | * | * | ● | ● | * | ●
Milesight | Milesight MS-C5375-EPC |  | * | * | ● | ● | * | ● | ● | ● | ● | ● | ● | ● |  |  |  | 45.8.0.3-r10
Milesight | Milesight MS-C8164-FIPB |  |  | * | ● | ● | * | ● | ● | ● | * | * | * |  |  |  |  | 43.7.0.74
Milesight | Milesight MS-C8262-FIPB |  | * | * | ● | ● | * | ● | ● | ● | ● | ● | [5 empty] | 43.7.0.61-r17
Milesight | Milesight MS-C8266-FIPA |  | * | * | ● | ● | * | ● | ● | ● | ● | ● | ● | ● |  |  |  | 31.8.0.3-r10
Milesight | Milesight MS-C9674-PB |  | * | * | ● | ● | * | * | ● | ● | ● | ● | * |  |  |  |  | 43.7.0.73-t8
Mobotix
Mobotix | Mobotix D12 |  | ● |  | MxPEG | * | * | * | ● | ● | [7 empty] | 3.5.2.23.r3
Mobotix | Mobotix D14 |  | ● |  | MxPEG | * | * | * | ● | ● | [7 empty] | MX-V4.2.1.61
Mobotix | Mobotix D15 |  | ● |  | MxPEG | * | * | * | ● | ● | [7 empty] | MX-V4.2.1.61
Mobotix | Mobotix D22 |  | ● |  | MxPEG | * | * | * | ● | ● | [7 empty] | 3.5.2.23.r3
Mobotix | Mobotix D24 |  | ● |  | MxPEG | * | * | * | ● | ● | [7 empty] | MX-V4.2.1.61
Mobotix | Mobotix D25 |  | ● |  | MxPEG | * | * | * | ● | ● | [7 empty] | MX-V4.2.1.61
Mobotix | Mobotix M10 |  | ● |  |  | * | * | * | ● | ● | [7 empty] | V2.2.3.24
Mobotix | Mobotix M12 |  | ● |  | MxPEG | * | * | * | ● | ● | [7 empty] | MX-V3.5.2.23.r3
Mobotix | Mobotix M15 |  | ● |  | MxPEG | * | * | * | ● | ● | [7 empty] | MX-V4.2.1.61
Mobotix | Mobotix M16TB-R |  | ● | * | * | * | * | * | ● | ● | * | ● | * |  | 10 |  |  | MX-V5.2.5.15-r1 *Support temperature detection via HTTP command
Mobotix | Mobotix M22 |  | ● |  | MxPEG | * | * | * | ● | ● | [7 empty] | 3.5.2.23.r3
Mobotix | Mobotix M24 |  | ● |  | MxPEG | * | * | * | ● | ● | [7 empty] | MX-V4.2.1.61
Mobotix | Mobotix M24M |  | ● |  | MxPEG | * | * | * | ● | ● | [7 empty] | MX-V4.1.4.11
Mobotix | Mobotix M25 |  | ● |  | MxPEG | * | * | * | ● | ● | [7 empty] | MX-V4.2.1.61
Mobotix | Mobotix M26B |  | ● | * | * | * | * | * | ● | * | * | ● | * | * |  |  |  | MX-V5.4.8.4-r2(2023-02-24)
Mobotix | Mobotix Q24M | ⓟ | ● |  | MxPEG | * | * | * | ● | ● | [7 empty] | MX-V4.1.10.28
Mobotix | Mobotix S14 |  | ● |  | MxPEG | * | * | * | ● | ● | [7 empty] | MX-V4.2.1.61
Mobotix | Mobotix S15 |  | ● |  | MxPEG | * | * | * | ● | ● | [7 empty] | MX-V4.2.1.61
Mobotix | Mobotix T24 |  | ● |  | MxPEG | * | * | * | ● | ● | [7 empty] | MX-V4.2.1.61
Mobotix | Mobotix T25 |  | ● |  | MxPEG | * | * | * | ● | ● | [7 empty] | MX-V4.2.1.61
Mobotix | Mobotix V12 |  | ● |  | MxPEG | * | * | * | ● | ● | [7 empty] | 3.5.2.23.r3
Mobotix | Mobotix V14 |  | ● |  | MxPEG | * | * | * | ● | ● | [7 empty] | MX-V4.2.1.61
Mobotix | Mobotix V15 |  | ● |  | MxPEG | * | * | * | ● | ● | [7 empty] | MX-V4.2.1.61
Mobotix | (DIGIEVER NVR supports Mobotix cameras with ONVIF)
Mobotix | Mobotix M73 |  |  | * | ● | * | ● | ● | ● | ● | ● | * | * |  |  |  | Moving Speed(PTZ) | MX-V7.0.1.20
NAKAYO | NAKAYO cameras
NAKAYO | NAKAYO IPCAMDH2 |  | ● |  | * | * | * | * | * | * | * | * | *
NAKAYO | NAKAYO IPCAMDH3 |  | ● | * | ● | [6 empty] | * | [5 empty] | Support call button event: 1. start recording when users press call button (stauts 0) 2. stop recording when mother-phone end the call (stutas 2) or no one pick up the call (status 3) Application: A001 Kernel: K001 Boot: B001
Nexcom | Nexcom cameras
Nexcom | Nexcom NCb-201 |  |  |  | ● | * | * | * | ● | ● | [7 empty] | NexWare_01.04.0004
Nexcom | Nexcom NCb-211 |  |  |  | ● | * | * | * | ● | ● | [7 empty] | NexWare_01.04.0004
Nexcom | Nexcom NCb-221 |  |  |  | ● | * | * | * | ● | ● |  | * | [5 empty] | NexWare_02.00.0023
Nexcom | Nexcom NCb221 |  |  | * | ● | * | * | * | ● | ● |  | ●
Nexcom | Nexcom NCb-231 |  |  |  | ● | * | * | * | ● | ● |  | * | [5 empty] | NexWare_02.00.0023
Nexcom | Nexcom NCb-301 |  |  |  | ● | * | * | * | ● | ● | [7 empty] | NexWare_01.04.0004
Nexcom | Nexcom NCb-311 |  |  |  | ● | * | * | * | ● | ● | [7 empty] | NexWare_01.04.0004
Nexcom | Nexcom NCi-211 |  |  |  | ● | * | * | * | ● | ● |  | * | [5 empty] | NexWare_01.04.0004
Nexcom | Nexcom NCi-211-R |  |  |  | ● | * | * | * | ● | ● |  | * | [5 empty] | NexWare_01.04.0004
Nexcom | Nexcom NCi-212 |  |  |  | ● | * | * | * | ● | ● |  | * | [5 empty] | NexWare_01.04.0004
Nexcom | Nexcom NCi-212-2 |  |  |  | ● | * | * | * | ● | ● |  | * | [5 empty] | NexWare_01.04.0004
Nexcom | Nexcom NCi-301-V |  |  |  | ● | * | * | * | ● | ● | [7 empty] | NexWare_01.04.0004
Nexcom | Nexcom NCi-311 |  |  |  | ● | * | * | * | ● | ● |  | * | [5 empty] | NexWare_01.04.0004
Nexcom | Nexcom NCi-311-R |  |  |  | ● | * | * | * | ● | ● |  | * | [5 empty] | NexWare_01.04.0004
Nexcom | Nexcom NCi-312 |  |  |  | ● | * | * | * | ● | ● |  | * | [5 empty] | NexWare_01.04.0004
Nexcom | Nexcom NCi-312-2 |  |  |  | ● | * | * | * | ● | ● |  | * | [5 empty] | NexWare_01.04.0004
Nexcom | Nexcom NCm-201-2V |  |  |  | ● | * | * | * | ● | ● | * | * | [5 empty] | NexWare_01.04.0004
Nexcom | Nexcom NCm-201-2VM |  |  |  | ● | * | * | * | ● | ● | * | * | [5 empty] | NexWare_01.04.0004
Nexcom | Nexcom NCm-201-V |  |  |  | ● | * | * | * | ● | ● | * | * | [5 empty] | NexWare_01.04.0004
Nexcom | Nexcom NCm-201-VM |  |  |  | ● | * | * | * | ● | ● | * | * | [5 empty] | NexWare_01.04.0004
Nexcom | Nexcom NCm-301-2V |  |  |  | ● | * | * | * | ● | ● | * | * | [5 empty] | NexWare_01.04.0004
Nexcom | Nexcom NCm-301-2VM |  |  |  | ● | * | * | * | ● | ● | * | * | [5 empty] | NexWare_01.04.0004
Nexcom | Nexcom NCm-301-VM |  |  |  | ● | * | * | * | ● | ● | * | * | [5 empty] | NexWare_01.04.0004
Nexcom | Nexcom NCo-201-VHR |  |  |  | ● | * | * | * | ● | ● | [7 empty] | NexWare_01.04.0004
Nexcom | Nexcom NCo-301-VHR |  |  |  | ● | * | * | * | ● | ● | [7 empty] | NexWare_01.04.0004
Nexcom | Nexcom NCr-212-4OVR |  |  |  | ● | * | * | * | ● | ● | * | * | [5 empty] | NexWare_01.04.0004
Nexcom | Nexcom NCr-212-6OVR |  |  |  | ● | * | * | * | ● | ● | * | * | [5 empty] | NexWare_01.04.0004
Nexcom | Nexcom NCr-212-OVR |  |  |  | ● | * | * | * | ● | ● | * | * | [5 empty] | NexWare_01.04.0004
Nexcom | Nexcom NCr-231-VHR |  |  |  | ● | * | * | * | ● | ● |  | * | [5 empty] | NexWare_02.00.0023
Nexcom | Nexcom NCr-232-VHR |  |  |  | ● | * | * | * | ● | ● |  | * | [5 empty] | NexWare_02.00.0023
Nexcom | Nexcom NCr-302-VHR |  |  |  | ● | * | * | * | ● | ● | [7 empty] | NexWare_01.04.0004
Nexcom | Nexcom NCr302VHR |  |  | * | ● | * | * | * | ● | ● |  | ●
Nexcom | Nexcom NCr-303-VHR |  |  |  | ● | * | * | * | ● | ● |  | * | [5 empty] | NexWare_02.00.0023
Nexcom | Nexcom NCr-304-VHR |  |  |  | ● | * | * | * | ● | ● |  | * | [5 empty] | NexWare_02.00.0023
Nexcom | Nexcom NCr-312-OVR |  |  |  | ● | * | * | * | ● | ● | * | * | [5 empty] | NexWare_01.04.0004
Nidec | Nidec cameras
Nidec | Nidec NPA-1 |  | * | * | ● | * | * | * | * | * | * | * | * | * |  |  |  | 20.50.21.106
Novus | (DIGIEVER NVR supports Novus cameras with ONVIF)
Novus | Novus NVIP-12DN7023V/IR-1P |  |  | * | ● |  | * | * | * | ● | ● | * | * |  |  |  |  | 4.1.3.0(11022)
Novus | Novus NVIP-1DN3031H/IR-1P |  |  | * | ● |  | * | * | * | ● | ● | * | * |  |  |  |  | 4.1.3.0(11022)
Novus | Novus NVIP-2DN3033V/IR-1P-II |  |  | * | ● |  | * | * | * | ● | ● | * | * |  |  |  |  | 4.1.3.0(11022)
Novus | Novus NVIP-2DN3038D/IR-1P |  |  | * | ● |  | * | * | * | ● | ● | * | * |  |  |  |  | 4.1.3.0(11022)
Novus | Novus NVIP-2VE-6602 |  |  | * | ● |  | * | * | * | ● | ● | * | * |  |  |  |  | 4.1.3.0(11022)
Novus | Novus NVIP-3032V-IR-1P |  |  | * | ● |  | * | * | * | ● | ● | * | * |  |  |  |  | 4.1.3.0(11022)
Novus | Novus NVIP-3DN3520SD/IRH-2-II |  |  | * | ● |  | * | * | * | ● | ● | * | * |  |  |  |  | 4.1.3.0(11022)
Novus | Novus NVIP-4DN2001H/IR-1P-II |  |  | * | ● |  | * | * | * | ● | ● | * | * |  |  |  |  | 4.1.3.0(11022)
Novus | Novus NVIP-4DN2001V/IR-1P-II |  |  | * | ● |  | * | * | * | ● | ● | * | * |  |  |  |  | 4.1.3.0(11022)
Novus | Novus NVIP-4DN2002H/IR-1P-II |  |  | * | ● |  | * | * | * | ● | ● | * | * |  |  |  |  | 4.1.3.0(11022)
Novus | Novus NVIP-4DN2002V/1R-1P |  | * | * | ● | * | * | * | ● | ● |  | * | [5 empty] | V2.1.3.7_171225
Novus | Novus NVIP-4DN2002V/IR-1P-II |  |  | * | ● |  | * | * | * | ● | ● | * | * |  |  |  |  | 4.1.3.0(11022)
Novus | Novus NVIP-4DN3513H |  |  | * | ● |  | * | * | * | ● | ● | * | * |  |  |  |  | 4.1.3.0(11022)
Novus | Novus NVIP-4DN3515V/IR-1P |  |  | * | ● |  | * | * | * | ● | ● | * | * |  |  |  |  | 4.1.3.0(11022)
Novus | Novus NVIP-4DN3516D/IR-1P |  |  | * | ● |  | * | * | * | ● | ● | * | * |  |  |  |  | 4.1.3.0(11022)
Novus | Novus NVIP-4VE-4202 |  |  | * | ● |  | * | * | * | ● | ● | * | * |  |  |  |  | 4.1.3.0(11022)
Novus | Novus NVIP-5DN2004H/IR-1P-II |  |  | * | ● |  | * | * | * | ● | ● | * | * |  |  |  |  | 4.1.3.0(11022)
ONCAM | ONCAM cameras
ONCAM | ONCAM EVO-05-EIP | ⓟⓢ | ● | * | ● | * | * | * | ● | ● | ● | ● | [5 empty] | 1.8.2
ONCAM | ONCAM EVO-05-EMA | ⓟⓢ | ● | * | ● | * | * | * | ● | ● | ● | ● | [5 empty] | 1.8.2
ONCAM | ONCAM EVO-05-EME | ⓟⓢ | ● | * | ● | * | * | * | ● | ● | ● | ● | [5 empty] | 1.8.2
ONCAM | ONCAM EVO-05-EOA | ⓟⓢ | ● | * | ● | * | * | * | ● | ● | ● | ● | [5 empty] | 1.8.2
ONCAM | ONCAM EVO-05-EOE | ⓟⓢ | ● | * | ● | * | * | * | ● | ● | ● | ● | [5 empty] | 1.8.2
ONCAM | ONCAM EVO-05-ESA | ⓟⓢ | ● | * | ● | * | * | * | ● | ● | ● | ● | [5 empty] | 1.8.2
ONCAM | ONCAM EVO-05-ESE | ⓟⓢ | ● | * | ● | * | * | * | ● | ● | ● | ● | [5 empty] | 1.8.2
ONCAM | ONCAM EVO-05-LID | ⓟⓢ | ● | * | ● | * | * | * | ● | ● | * | * | [5 empty] | 1.8.2L
ONCAM | ONCAM EVO-05-NCD | ⓟⓢ | ● | * | ● | * | * | * | ● | ● | ● | ● | [5 empty] | 1.8.2
ONCAM | ONCAM EVO-05-NID | ⓟⓢ | ● | * | ● | * | * | * | ● | ● | ● | ● | [5 empty] | 1.8.2
ONCAM | ONCAM EVO-05-NMD | ⓟⓢ | ● | * | ● | * | * | * | ● | ● | ● | ● | [5 empty] | 1.8.2
ONCAM | ONCAM EVO-12-NID * | ⓟⓢ | * | * | ● | * | * | * | ● | ● | ● | ● | [5 empty] | 1.3.87-554 (edge recording)
ONCAM | ONCAM EVO-180-WJD | ⓟⓢ | * | * | ● | * | * | * | ● | ● | ● | ● | [5 empty] | 1.5.91-284
ONLY | ONLY cameras
ONLY | ONLY OY-B4321-ZL |  |  |  | ● | * | ● | ● | ● | ● | ● | ●
ONLY | ONLY OY-T262-RFPE |  | * | * | ● | ● | * | ● | ● | ● | ● | ● | * | * | 1, 4, 9 |  |  | 61.8.85.3-r6
ONLY | ONLY OY-T264 |  | * | * | ● | ● | * | ● | ● | ● | * | * |  | ● | 2, 3, 4, 6, 7, 8, 9, 11 |  |  | 61.8.85.4-c4-t18
ONLY | ONLY OY-T264 PB |  | * | * | ● | ● | * | * | ● | ● | * | * |  | ● | 2, 3, 4, 6, 7, 8, 9, 11 |  |  | 40.7.1.80-r4
ONLY | ONLY OY-T264 PD |  | * | * | * | ● | ● | * | * | ● | ● | * | * | ● | 4 |  |  | 51.7.85.77-r4
Optex | (DIGIEVER NVR supports Optex cameras with ONVIF)
Optex | Optex RLS-2020V |  | * | * | ● | * | * | * | ● | ● | ●X6 | * | * | * | 11 |  |  | 1.0.3 ONVIF input compatible
Optex | Optex RLS-3060V |  | * | * | ● | * | * | * | ● | ● | ● | * | * |  |  |  |  | 2.1.0 (2022/11/29) ONVIF input compatible
Optimus | (DIGIEVER NVR supports Optimus cameras with ONVIF)
Optimus | Optimus IP-PO42.1 |  |  |  | ● | * |  |  | ● | ● |  | ● | [5 empty] | SDK4.0.0.2/Web 4.1.0.59
Optimus | Optimus IP-PO12.1 |  |  |  | ● | * |  |  | ● | ● |  | ● | [5 empty] | SDK4.0.0.2/Web 4.1.0.58
Optimus | Optimus IP-P042.1 |  |  |  | ● | * |  |  | ● | ● |  | ● | [5 empty] | SDK4.0.0.2/Web 4.1.0.57
Optimus | Optimus IP-P041.3 |  |  |  | ● | * |  |  | ● | ● |  | ● | [5 empty] | SDK4.0.0.2/Web 4.1.0.56
Optimus | Optimus IP-P012.1 |  |  |  | ● | * |  |  | ● | ● |  | ● | [5 empty] | SDK4.0.0.2/Web 4.1.0.55
Optimus | Optimus IP-P011.3 |  |  |  | ● | * |  |  | ● | ● |  | ● | [5 empty] | SDK4.0.0.2/Web 4.1.0.54
Panasonic | Panasonic cameras
Panasonic | Panasonic AW-HE75 |  | ● | * | ● | * | ● | ● | ● | * | * | ● (LD) | [5 empty] | 1.97
Panasonic | Panasonic AW-HR140 |  | ● | * | ● | * | ● | ● | ● | * | * | ● | * |  |  |  |  | V01.1300
Panasonic | Panasonic BB-HCE481 |  | ● | * | * | * | ● | ● | ● | * | * | * | * | * |  |  |  | V1.30
Panasonic | Panasonic BB-HCM311 |  | ● | * | * | * | ● | ● | ● | ● (FTP) | * |  | * |  |  |  |  | Firmware(Application) 1.30 * Unchangeable FPS
Panasonic | Panasonic BB-HCM331 |  | ● | * | * | * | ● | ● | ● | ● (FTP) | * |  | * |  |  |  |  | Firmware(Boot) 1.03 Firmware(Application) 1.30 * Unchangeable FPS
Panasonic | Panasonic BB-HCM381 |  | ● | * | * | * | ● | ● | ● | ● | * | *
Panasonic | Panasonic BB-HCM511 |  | ● | ● | * | * | ● | ● | ● | ● | ● | * | [5 empty] | 3.60R00
Panasonic | Panasonic BB-HCM515 |  | ● |  | * | * | ● | ● | ● | ● | ● |  | * |  |  |  |  | Firmware(Boot) 3.11R01 Firmware(Application) 3.51R00
Panasonic | Panasonic BB-HCM527 |  | ● | ● | * | * | ● | ● | ● | ● | ● | * | [5 empty] | 3.60R02
Panasonic | Panasonic BB-HCM580 |  | ● | ● | * | * | ● | ● | ● | ● | ● | * | *
Panasonic | Panasonic BB-HCM581 |  | ● | ● | * | * | ● | ● | ● | ● | ● | * | [5 empty] | 3.60R00
Panasonic | Panasonic BB-HCM705 |  | ● |  |  | * | ● | ● | ● | ● | ● |  | * |  |  |  |  | Firmware(Boot) 4.11R03 Firmware(Application) 4.51R01
Panasonic | Panasonic BB-HCM715 |  | ● |  |  | * | ● | ● | ● | ● | ● | * | * |  |  |  |  | 4.31R00
Panasonic | Panasonic BB-HCM735 |  | ● | ● | * | * | ● | ● | ● | ● | ● | ● | * |  |  |  |  | Firmware(Boot) 4.30R00 Firmware(Application) 4.51R01
Panasonic | Panasonic BB-SC364 |  | ● | * | ● | * | ● | ● | ● | ● | ● | ● | *
Panasonic | Panasonic BB-SC382 |  | ● | * | ● | * | ● | ● | ● | ● | ● | ● | * |  |  |  |  | 4.63
Panasonic | Panasonic BB-SC384 |  | ● | ● | ● | * | ● | ● | ● | ● | ● | ● | * |  |  |  |  | 1.51
Panasonic | Panasonic BB-SC384A |  | ● | * | ● | * | ● | ● | * | ● | ● | ● | *
Panasonic | Panasonic BB-SC384B |  | ● | * | ● | * | ● | ● | ● | ● | ● | ● | * |  |  |  |  | 4.73
Panasonic | Panasonic BB-SP104W |  | ● | * | ● | * | * | * | ● | ● | * | * | * | * |  |  |  | V4.74
Panasonic | Panasonic BB-ST162 |  | ● | * | ● | * | ● | * | ● | ● | ● | ● | *
Panasonic | Panasonic BB-ST165 |  | ● | * | ● | * | ● | ● | ● | ● | ● | ● | * |  |  |  |  | 1.01
Panasonic | Panasonic BB-ST165A |  | ● | * | ● | * | ● | ● | ● | ● | ● | ● | * |  |  |  |  | 4.73
Panasonic | Panasonic BB-SW172A |  | ● | * | ● | * | ● | * | ● | ● | ● | ● | * |  |  |  |  | Application: 4.60, Image data: 1.06
Panasonic | Panasonic BB-SW174WA |  |  | * | ● | * | ● | ● | ● | ● | ● | ● | *
Panasonic | Panasonic BB-SW175A |  | ● | * | ● | * | ● | ● | ● | ● | ● | ● | * |  |  |  |  | Application: 4.73, Image data: 1.06
Panasonic | Panasonic BL-VP104 |  | ● | * | ● | * | * | * | ● | ● |  | * | *
Panasonic | Panasonic DG-NF282 |  | ● |  | * | * | * | * | ● | ● | ● |  | * |  |  |  |  | 1.61J0
Panasonic | Panasonic DG-NP304 |  | ● |  | * | * | * | * | ● | ● | ● |  | * |  |  |  |  | 1.50J5_1.06
Panasonic | Panasonic DG-NS202 |  | ● |  | * | * | ● | ● | ● | ● | ● |  | * |  |  |  |  | 2.74J0 Support 64 preset points
Panasonic | Panasonic DG-NS202A |  | ● |  | * | * | ● | ● | ● | ● | ● |  | * |  |  |  |  | 2.74J0 Support 64 preset points
Panasonic | Panasonic DG-SC385 |  | ● | ● | ● | * | ● | ● | ● | ● | ● | ● | * |  |  |  |  | 1.51
Panasonic | Panasonic DG-SC386 |  | ● | ● | ● | * | ● | ● | ● | ● | ● | ● | *
Panasonic | Panasonic DG-SF334 |  | ● | ● | ● | * | * | * | ● | ● | ● | ● | * |  |  |  |  | Application: 1.35, Quality adjustment data: 1.06 MJPEG stream doesn't contain sound.
Panasonic | Panasonic DG-SF335 |  | ● | ● | ● | * | * | * | ● | ● | ● | ● | * |  |  |  |  | Application: 2.01, Quality adjustment data: 1.06 MJPEG stream doesn't contain sound.
Panasonic | Panasonic DG-SP102 |  | ● | * | ● | * | * | * | ● | ● | * | * | * |  |  |  |  | 1.46
Panasonic | Panasonic DG-SP304 |  | ● | ● | ● | * | * | * | ● | ● | ● | ● | * |  |  |  |  | 1.06
Panasonic | Panasonic DG-SP305 |  | ● | ● | ● | * | * | * | ● | ● | ● | ● | * | * |  |  |  | V1.01
Panasonic | Panasonic DG-SP509 |  | ● | * | ● | * | * | * | ● | ● | ● | ● | *
Panasonic | Panasonic DG-SW316 |  | ● | ● | ● | * | * | * | ● | ● | ● | ● | *
Panasonic | Panasonic DG-SW458 |  | ● | * | ● | * | * | * | ● | ● |  | ● | *
Panasonic | Panasonic DS-SW155 |  | ● | * | ● | * | * | * | ● | ● |  | * | *
Panasonic | Panasonic KX-HCM130 |  | ● | * | * | * | ● | * | ● | * | * | * | * |  |  |  |  | 1.8 * Unchangeable FPS
Panasonic | Panasonic KX-HCM180 |  | ● | * | * | * | ● | ● | ● | ● | * | * | * |  |  |  |  | 1.83
Panasonic | Panasonic KX-HCM2 |  | ● | * | * | * | * | * | ● | * | * | * | * |  |  |  |  | 1.8 * Unchangeable FPS
Panasonic | Panasonic WV-NP502 |  | ● | ● | ● | * | * | * | ● | ● | ● | ● | * |  |  |  |  | 4.5
Panasonic | Panasonic WV-S1110V |  | ● | * | ● | ● | * | * | ● | ● | ● | ● | * |  |  |  |  | 4.5
Panasonic | Panasonic WV-S1110VR |  | ● | * | ● | ● | * | * | ● | ● | * | ● | * |  |  |  |  | 4.5
Panasonic | Panasonic WV-S1110VRJ |  | ● | * | ● | ● | * | * | ● | ● | * | ● | * |  |  |  |  | 4.5
Panasonic | Panasonic WV-S1111 |  | ● | * | ● | ● | * | * | ● | ● | ● | ● | * |  |  |  |  | 4.5
Panasonic | Panasonic WV-S1111D |  | ● | * | ● | ● | * | * | ● | ● | ● | ● | * |  |  |  |  | 4.5
Panasonic | Panasonic WV-S1112 |  | ● | * | ● | ● | * | * | ● | ● | ● | ● | * |  |  |  |  | 4.5
Panasonic | Panasonic WV-S1115V |  | ● | * | ● | ● | * | * | ● | ● | * | ● | * |  |  |  |  | 4.5
Panasonic | Panasonic WV-S1116 |  | ● | * | ● | ● | * | * | ● | ● | ● | ● | * |  |  |  |  | 4.5
Panasonic | Panasonic WV-S1116D |  | ● | * | ● | ● | * | * | ● | ● | ● | ● | * |  |  |  |  | 4.5
Panasonic | Panasonic WV-S1130 |  | ● | * | ● | ● | * | * | ● | * | * | ● | *
Panasonic | Panasonic WV-S1130V |  | ● | * | ● | ● | * | * | ● | ● | * | ● | * |  |  |  |  | 4.5
Panasonic | Panasonic WV-S1130VR |  | ● | * | ● | ● | * | * | ● | * | * | ● | * |  |  |  |  | 4.02
Panasonic | Panasonic WV-S1130VRJ |  | ● | * | ● | ● | * | * | ● | ● | * | ● | * |  |  |  |  | 4.5
Panasonic | Panasonic WV-S1131 |  | ● | * | ● | ● | * | * | ● | ● | ● | ● | * |  |  |  |  | 4.5
Panasonic | Panasonic WV-S1135V |  | ● | * | ● | ● | * | * | ● | ● | * | ● | * |  |  |  |  | 4.5
Panasonic | Panasonic WV-S1136 |  | ● | * | ● | ● | * | * | ● | ● | ● | ● | *
Panasonic | Panasonic WV-S1136J |  | ● | * | ● | ● | * | * | ● | ● | ● | ● | * |  |  |  |  | 4.5
Panasonic | Panasonic WV-S1510 |  | ● | * | ● | ● | * | * | ● | ● | * | * | * |  |  |  |  | 4.5
Panasonic | Panasonic WV-S1511LDN |  | ● | * | ● | ● | * | * | ● | ● | ● | ● | * |  |  |  |  | 4.5
Panasonic | Panasonic WV-S1511LN |  | ● | * | ● | ● | * | * | ● | ● | ● | ● | * |  |  |  |  | 4.5
Panasonic | Panasonic WV-S1511LNJ |  | ● | * | ● | ● | * | * | ● | ● | ● | ● | * |  |  |  |  | 4.5
Panasonic | Panasonic WV-S1516L |  | ● | * | ● | ● | * | * | ● | ● | ● | ● | * |  |  |  |  | 4.5
Panasonic | Panasonic WV-S1516LD |  | ● | * | ● | ● | * | * | ● | ● | ● | ● | * |  |  |  |  | 4.5
Panasonic | Panasonic WV-S1516LDN |  | ● | * | ● | ● | * | * | ● | ● | ● | ● | * |  |  |  |  | 4.5
Panasonic | Panasonic WV-S1516LN |  | ● | * | ● | ● | * | * | ● | ● | ● | ● | * |  |  |  |  | 4.5
Panasonic | Panasonic WV-S1531LNJ |  | ● | * | ● | ● | * | * | ● | ● | ● | ● | * |  |  |  |  | 4.5
Panasonic | Panasonic WV-S1531LNS |  | ● | * | ● | ● | * | * | ● | ● | ● | ● | * |  |  |  |  | 4.5
Panasonic | Panasonic WV-S1531LNSJ |  | ● | * | ● | ● | * | * | ● | ● | ● | ● | * |  |  |  |  | 4.5
Panasonic | Panasonic WV-S1531LTN |  | ● | * | ● | ● | * | * | ● | ● | ● | ● | * |  |  |  |  | 4.5
Panasonic | Panasonic WV-S1531LTNJ |  | ● | * | ● | ● | * | * | ● | ● | ● | ● | * |  |  |  |  | 4.5
Panasonic | Panasonic WV-S1536 |  | ● | * | ● | ● | * | * | ● | ● | ● | ● | * |  |  |  |  | 4.5
Panasonic | Panasonic WV-S1536L |  | ● | * | ● | ● | * | * | ● | ● | ● | ● | * |  |  |  |  | 4.5
Panasonic | Panasonic WV-S1536LN |  | ● | * | ● | ● | * | * | ● | ● | ● | ● | * |  |  |  |  | 4.5
Panasonic | Panasonic WV-S1536LNJ |  | ● | * | ● | ● | * | * | ● | ● | ● | ● | * |  |  |  |  | 4.5
Panasonic | Panasonic WV-S1536LT |  | ● | * | ● | ● | * | * | ● | ● | ● | ● | *
Panasonic | Panasonic WV-S1536LTNJ |  | ● | * | ● | ● | * | * | ● | ● | ● | ● | *
Panasonic | Panasonic WV-S1550L |  | ● | * | ● | ● | * | * | ● | ● | ● | ● | * |  |  |  |  | 4.3
Panasonic | Panasonic WV-S1570L |  | ● | * | ● | ● | * | * | ● | ● | ● | ● | * |  |  |  |  | 4.23
Panasonic | Panasonic WV-S2110 |  | ● | * | ● | ● | * | * | ● | ● | * | ● | * |  |  |  |  | 4.3
Panasonic | Panasonic WV-S2110J |  | ● | * | ● | ● | * | * | ● | ● | * | ● | * |  |  |  |  | 4.3
Panasonic | Panasonic WV-S2110RJ |  | ● | * | ● | ● | * | * | ● | ● | * | ● | * |  |  |  |  | 4.3
Panasonic | Panasonic WV-S2111L |  | ● | * | ● | ● | * | * | ● | ● | ● | ● | * |  |  |  |  | 4.3
Panasonic | Panasonic WV-S2111LD |  | ● | * | ● | ● | * | * | ● | ● | ● | ● | * |  |  |  |  | 4.3
Panasonic | Panasonic WV-S2115 |  | ● | * | ● | ● | * | * | ● | ● | * | ● | * |  |  |  |  | 4.3
Panasonic | Panasonic WV-S2116L |  | ● | * | ● | ● | * | * | ● | ● | ● | ● | * |  |  |  |  | 4.3
Panasonic | Panasonic WV-S2116LD |  | ● | * | ● | ● | * | * | ● | ● | ● | ● | * |  |  |  |  | 4.3
Panasonic | Panasonic WV-S2130 |  | ● | * | ● | ● | * | * | ● | ● | * | ● | * |  |  |  |  | 4.3
Panasonic | Panasonic WV-S2130RJ |  | ● | * | ● | ● | * | * | ● | ● | * | ● | *
Panasonic | Panasonic WV-S2131L |  | ● | * | ● | ● | * | * | ● | ● | ● | ● | * |  |  |  |  | 1.11
Panasonic | Panasonic WV-S2135 |  | ● | * | ● | ● | * | * | ● | ● | * | ● | * |  |  |  |  | 1.11
Panasonic | Panasonic WV-S2136 |  | ● | * | ● | ● | * | * | ● | ● | ● | ● | * |  |  |  |  | 1.11
Panasonic | Panasonic WV-S2136L |  | ● | * | ● | ● | * | * | ● | ● | ● | ● | * |  |  |  |  | 4.3
Panasonic | Panasonic WV-S2136LJ |  | ● | * | ● | ● | * | * | ● | ● | ● | ● | * |  |  |  |  | 4.3
Panasonic | Panasonic WV-S2511LN |  | ● | * | ● | ● | * | * | ● | ● | ● | ● | * |  |  |  |  | 4.3
Panasonic | Panasonic WV-S2531LN |  | ● | * | ● | ● | * | * | ● | ● | ● | ● | * |  |  |  |  | 1.11
Panasonic | Panasonic WV-S2531LTN |  | ● | * | ● | ● | * | * | ● | ● | ● | ● | * |  |  |  |  | 1.11
Panasonic | Panasonic WV-S2536L |  | ● | * | ● | ● | * | * | ● | ● | ● | ● | * |  |  |  |  | 1.11
Panasonic | Panasonic WV-S2536LNJ |  | ● | * | ● | ● | * | * | ● | ● | ● | ● | * |  |  |  |  | 1.11
Panasonic | Panasonic WV-S2536LT |  | ● | * | ● | ● | * | * | ● | ● | ● | ● | *
Panasonic | Panasonic WV-S2536LTNJ |  | ● | * | ● | ● | * | * | ● | ● | ● | ● | *
Panasonic | Panasonic WV-S2570L |  | ● | * | ● | ● | * | * | ● | ● | ● | ● | * |  |  |  |  | 4.23
Panasonic | Panasonic WV-S3110 |  | ● | * | ● | ● | * | * | ● | ● | ● | ● | * |  |  |  |  | 4.23
Panasonic | Panasonic WV-S3130 |  | ● | * | ● | ● | * | * | ● | ● | ● | ● | * |  |  |  |  | 4.23
Panasonic | Panasonic WV-S3110J |  | ● | * | ● | ● | * | * | ● | ● | * | ● | *
Panasonic | Panasonic WV-S3130J |  | ● | * | ● | ● | * | * | ● | ● | * | ● | * |  |  |  |  | 4.11
Panasonic | Panasonic WV-S3510 |  | ● | * | ● | ● | * | * | ● | ● | ● | ● | * |  |  |  |  | 4.11
Panasonic | Panasonic WV-S3510J |  | ● | * | ● | ● | * | * | ● | ● | * | ● | *
Panasonic | Panasonic WV-S3530 |  | ● | * | ● | ● | * | * | ● | ● | ● | ● | * |  |  |  |  | 4.11
Panasonic | Panasonic WV-S3530J |  | ● | * | ● | ● | * | * | ● | ● | * | ● | * |  |  |  |  | 4.22
Panasonic | Panasonic WV-S4150 | ⓟⓢ | ● | * | ● | ● | * | * | ● | ● | ● | ● | * |  |  |  |  | 4.1 *Please set "image capture mode" on camera first; then, user can add camera via "setting from camera" *NVR does not support Quad/4-stream mode
Panasonic | Panasonic WV-S4156 | ⓟⓢ | ● | * | ● | ● | * | * | ● | ● | ● | ● | * |  |  |  |  | 1.01 *Please set "image capture mode" on camera first; then, user can add camera via "setting from camera" *NVR does not support Quad/4-stream mode
Panasonic | Panasonic WV-S4156J | ⓟⓢ | ● | * | ● | ● | * | * | ● | ● | ● | ● | * |  |  |  |  | *Please set "image capture mode" on camera first; then, user can add camera via "setting from camera" *NVR does not support Quad/4-stream mode
Panasonic | Panasonic WV-S4156LJ | ⓟⓢ | ● | * | ● | ● | * | * | ● | ● | ● | ● | * |  |  |  |  | V2.00 *Please set "image capture mode" on camera first; then, user can add camera via "setting from camera" *NVR does not support Quad/4-stream mode
Panasonic | Panasonic WV-S4176 | ⓟⓢ | ● | * | ● | ● | * | * | ● | ● | ● | ● | * |  |  |  |  | *Please set "image capture mode" on camera first; then, user can add camera via "setting from camera" *NVR does not support Quad/4-stream mode
Panasonic | Panasonic WV-S4176J | ⓟⓢ | ● | * | ● | ● | * | * | ● | ● | ● | ● | * |  |  |  |  | 2.00 Due to camera design of H/265/H.264, please disable stream2 when stream1 is over 15fps. If stream2 is enabled, stream1 and stream2 will become 15fps, which is the same as camera design *Please set "image capture mode" on camera first; then, user can add camera via "setting from camera" *NVR does not support Quad/4-stream mode
Panasonic | Panasonic WV-S4550L | ⓟⓢ | ● | * | ● | ● | * | * | ● | ● | ● | ● | * |  |  |  |  | 4.22 *Please set "image capture mode" on camera first; then, user can add camera via "setting from camera" *NVR does not support Quad/4-stream mode
Panasonic | Panasonic WV-S4556LJ | ⓟⓢ | ● | * | ● | ● | * | * | ● | ● | ● | ● | * |  |  |  |  | V2.00 *Please set "image capture mode" on camera first; then, user can add camera via "setting from camera" *NVR does not support Quad/4-stream mode
Panasonic | Panasonic WV-S4576LJ | ⓟⓢ | ● | * | ● | ● | * | * | ● | ● | ● | ● | * |  |  |  |  | 2.00 Due to camera design of H/265/H.264, please disable stream2 when stream1 is over 15fps. If stream2 is enabled, stream1 and stream2 will become 15fps, which is the same as camera design *Please set "image capture mode" on camera first; then, user can add camera via "setting from camera" *NVR does not support Quad/4-stream mode
Panasonic | Panasonic WV-S6110 |  | ● | * | ● | ● | ● | ● | ● | ● | ● | ● | * |  |  |  |  | 4.1
Panasonic | Panasonic WV-S6111 |  | ● | * | ● | ● | ● | ● | ● | ● | ● | ● | *
Panasonic | Panasonic WV-S6130 |  | ● | * | ● | * | ● | ● | ● | ● | ● | ● | * |  |  |  |  | 4.91 *To use PTZ/ preset point function, please ensure camera authentication is in basic mode. V5.05
Panasonic | Panasonic WV-S6131 |  | ● | * | ● | ● | ● | ● | ● | ● | ● | ● | *
Panasonic | Panasonic WV-S6530 |  | ● | * | ● | ● | ● | ● | ● | ● | ● | ● | * |  |  |  |  | 4.01
Panasonic | Panasonic WV-S6530N |  | ● | * | ● | ● | ● | ● | ● | ● | ● | ● | * |  |  |  |  | 4.01
Panasonic | Panasonic WV-S6530NJ |  | ● | * | ● | ● | ● | ● | ● | ● | ● | ● | * |  |  |  |  | 4.1
Panasonic | Panasonic WV-S6530NS |  | ● | * | ● | ● | ● | ● | ● | ● | ● | ● | * |  |  |  |  | 4.1
Panasonic | Panasonic WV-S6532L |  | ● | * | ● | ● | ● | ● | ● | ● | ● | ● | * |  |  |  |  | 1.01
Panasonic | Panasonic WV-S6532LNSJ |  | ● | * | ● | ● | ● | ● | ● | ● | ● | ● | *
Panasonic | Panasonic WV-S8530N | ◆ | ● | * | ● | ● | * | * | ● | ● | * | * | * |  |  |  |  | 4.3
Panasonic | Panasonic WV-SC384 |  | ● | ● | ● | * | ● | ● | ● | ● | ● | ● | *
Panasonic | Panasonic WV-SC385 |  | ● | ● | ● | * | ● | ● | ● | ● | ● | ● | *
Panasonic | Panasonic WV-SC386 |  | ● | ● | ● | * | ● | ● | ● | ● | ● | ● | *
Panasonic | Panasonic WV-SF132 |  | ● | * | ● | * | * | * | ● | ● | * | * | *
Panasonic | Panasonic WV-SF135 |  | ● | * | ● | * | * | * | ● | ● | * | * | *
Panasonic | Panasonic WV-SF342 |  | ● | ● | ● | * | * | * | ● | ● | ● | ● | *
Panasonic | Panasonic WV-SF346 |  | ● | ● | ● | * | * | * | ● | ● | ● | ● | *
Panasonic | Panasonic WV-SF438 | ⓟⓢ | ● | * | ● | * | * | * | ● | ● |  | ● | * |  |  |  |  | *Please set "image capture mode" on camera first; then, user can add camera via "setting from camera" *NVR does not support Quad/4-stream mode
Panasonic | Panasonic WV-SFN130 |  | ● | * | ● | * | * | * | ● | ● | * | ● | * |  |  |  |  | 4.3
Panasonic | Panasonic WV-SFN310 |  | ● | * | ● | * | * | * | ● | ● | ● | ● | *
Panasonic | Panasonic WV-SFN311 |  | ● | * | ● | * | * | * | ● | ● | ● | ● | *
Panasonic | Panasonic WV-SFN480 |  | ● | * | ● | * | * | ● | ● | ● | ●X3 | ● | * | * |  |  |  | V2.50 (1) Please set image capture mode on camera’s WebUI first. Then, go to NVR’s camera parameter to set up resolution/fps/bitrate. (2) NVR doesn’t support “Quad streams” mode
Panasonic | Panasonic WV-SFV110 |  | ● | * | ● | * | * | * | ● | ● | * | ● | * |  |  |  |  | 4.3
Panasonic | Panasonic WV-SP105 |  | ● | * | ● | * | * | * | ● | ● | * | * | *
Panasonic | Panasonic WV-SP105A |  | ● | * | ● | * | * | * | ● | ● | * | * | * |  |  |  |  | 2.50
Panasonic | Panasonic WV-SP508 |  | ● | * | ● | * | * | * | ● | ● | ● | * | *
Panasonic | Panasonic WV-SP508E |  | ● | * | ● | * | * | * | ● | ● | ● | * | *
Panasonic | Panasonic WV-SP509 |  | ● | * | ● | * | * | * | ● | ● | ● | ● | *
Panasonic | Panasonic WV-SP509E |  | ● | * | ● | * | * | * | ● | ● | ● | ● | *
Panasonic | Panasonic WV-SPN310 |  | ● | * | ● | * | * | * | ● | ● | ● | ● | *
Panasonic | Panasonic WV-SPN310V |  | ● | * | ● | * | * | * | ● | ● | ● | ● | * |  |  |  |  | 1.87
Panasonic | Panasonic WV-SPN311 |  | ● | * | ● | * | * | * | ● | ● | ● | ● | *
Panasonic | Panasonic WV-SPN531A |  | ● | * | ● | * | * | ● | ● | ● | ●X3 | ● | * | * |  |  |  | V2.50
Panasonic | Panasonic WV-SPW311AL |  | ● | * | ● | * | * | ● | ● | ● |  |  | * |  |  |  |  | 2.01
Panasonic | Panasonic WV-SPW611l |  | ● | * | ● | * | * | ● | ● | ● |  |  | * |  |  |  |  | 2.00
Panasonic | Panasonic WV-ST162 |  | ● | * | ● | * | ● | * | ● | ● | ● | ● | *
Panasonic | Panasonic WV-ST165 |  | ● | * | ● | * | ● | * | ● | ● | ● | ● | *
Panasonic | Panasonic WV-SUD638 |  | ● | * | ● | * | ● | ● | ● | * | ● | * | * |  |  |  | Wiper, IR (optoinal) | 4.8
Panasonic | Panasonic WV-SW152 |  | ● | * | ● | * | * | * | ● | ● | * | * | *
Panasonic | Panasonic WV-SW155 |  | ● | * | ● | * | * | * | ● | ● | * | * | *
Panasonic | Panasonic WV-SW172 |  | ● | * | ● | * | ● | * | ● | ● | ● | ● | *
Panasonic | Panasonic WV-SW174W |  | ● | * | ● | * | ● | * | ● | ● | ● | ● | *
Panasonic | Panasonic WV-SW314 |  | ● | ● | ● | * | * | * | ● | ● | * | * | *
Panasonic | Panasonic WV-SW316 |  | ● | ● | ● | * | * | * | ● | ● | ● | ● | *
Panasonic | Panasonic WV-SW316L |  | ● | ● | ● | * | * | * | ● | ● | ● | ● | *
Panasonic | Panasonic WV-SW352 |  | ● | ● | ● | * | * | * | ● | ● | ● | ● | *
Panasonic | Panasonic WV-SW355 |  | ● | ● | ● | * | * | * | ● | ● | ● | ● | *
Panasonic | Panasonic WV-SW395 |  | ● | ● | ● | * | ● | ● | ● | ● | ● | ● | *
Panasonic | Panasonic WV-SW396 |  | ● | ● | ● | * | ● | ● | ● | ● | ● | ● | *
Panasonic | Panasonic WV-SW598 |  | ● | * | ● | * | ● | ● | ● | ● |  | ● | * |  |  |  |  | 1.02
Panasonic | Panasonic WV-U1114J |  | ● | * | * | ● | * | * | * | * | * | * | * |  |  |  |  | 1.02
Panasonic | Panasonic WV-U1113AJ |  | ● | * | ● | ● | * | * | ● | ● | ● | * | * |  |  |  |  | 2.00 Due to camera design of H/265/H.264, please disable stream2 when stream1 is over 15fps. If stream2 is enabled, stream1 and stream2 will become 15fps, which is the same as camera design
Panasonic | Panasonic WV-U1114AJ |  | ● | * | ● | ● | * | * | ● | ● | ● | * | * |  |  |  |  | 2.00 Due to camera design of H/265/H.264, please disable stream2 when stream1 is over 15fps. If stream2 is enabled, stream1 and stream2 will become 15fps, which is the same as camera design
Panasonic | Panasonic WV-U1133AJ |  | ● | * | ● | ● | * | * | ● | ● | ● | * | * |  |  |  |  | 2.00 Due to camera design of H/265/H.264, please disable stream2 when stream1 is over 15fps. If stream2 is enabled, stream1 and stream2 will become 15fps, which is the same as camera design
Panasonic | Panasonic WV-U1133J |  | ● | * | * | ● | * | * | * | * | * | * | * |  |  |  |  | 1.02
Panasonic | Panasonic WV-U1134AJ |  | ● | * | ● | ● | * | * | ● | ● | ● | * | * |  |  |  |  | 2.00 Due to camera design of H/265/H.264, please disable stream2 when stream1 is over 15fps. If stream2 is enabled, stream1 and stream2 will become 15fps, which is the same as camera design
Panasonic | Panasonic WV-U1134J |  | ● | * | * | ● | * | * | ● | * | * | * | * |  |  |  |  | 1.00
Panasonic | Panasonic WV-U1533AJ |  | ● | * | ● | ● | * | * | ● | ● | ● | * | * |  |  |  |  | 2.00 Due to camera design of H/265/H.264, please disable stream2 when stream1 is over 15fps. If stream2 is enabled, stream1 and stream2 will become 15fps, which is the same as camera design
Panasonic | Panasonic WV-U1533J |  | ● | * | * | ● | * | * | ● | * | * | * | * |  |  |  |  | 1.00
Panasonic | Panasonic WV-U2114J |  | ● | * | * | ● | * | * | * | * | * | * | * |  |  |  |  | 1.02
Panasonic | Panasonic WV-U2114AJ |  | ● | * | ● | ● | * | * | ● | ● | ● | * | * |  |  |  |  | 2.00 Due to camera design of H/265/H.264, please disable stream2 when stream1 is over 15fps. If stream2 is enabled, stream1 and stream2 will become 15fps, which is the same as camera design
Panasonic | Panasonic WV-U2134AJ |  | ● | * | ● | ● | * | * | ● | ● | ● | * | * |  |  |  |  | 2.00 Due to camera design of H/265/H.264, please disable stream2 when stream1 is over 15fps. If stream2 is enabled, stream1 and stream2 will become 15fps, which is the same as camera design
Panasonic | Panasonic WV-U2134J |  | ● | * | * | ● | * | * | ● | * | * | * | * |  |  |  |  | 1.00
Panasonic | Panasonic WV-X4171 | ⓟⓢ | ● | * | ● | ● | * | * | ● | ● | ● | ● | * |  |  |  |  | 4.3 *Please set "image capture mode" on camera first; then, user can add camera via "setting from camera" *NVR does not support Quad/4-stream mode
Panasonic | Panasonic WV-X6511NJ |  |  | * | ● | ● | ● | ● | ● | ● | ● | ● | * |  |  |  |  | 4.3
Panasonic | Panasonic WV-X6530NJ |  |  | * | ● | ● | ● | ● | ● | ● | ● | ● | * |  |  |  |  | 4.3
Panasonic | Panasonic WV-X6530NS |  |  | * | ● | ● | ● | ● | ● | ● | ● | ● | * |  |  |  |  | 4.3
Panasonic | Panasonic WV-X6531NJ |  |  | * | ● | ● | ● | ● | ● | ● | ● | ● | *
Panasonic | Panasonic WV-X6531NS |  |  | * | ● | ● | ● | ● | ● | ● | ● | ● | * |  |  |  |  | 4.3
Panasonic | Panasonic WV-X6533LNJ |  | ● | * | ● | ● | ● | ● | ● | ● | ● | ● | * |  |  |  |  | 4.20
Panasonic | Panasonic WV-X6533LNSJ |  | ● | * | ● | ● | ● | ● | ● | ● | ● | ● | *
Panasonic | Panasonic WV-X8570N | ◆ | ● | * | ● | ● | * | * | ● | ● | ● | ● | * |  |  |  |  | 4.2
Panasonic | DIGIEVER NVR supports Panasonic cameras with Generic RTSP method
Panasonic | URL |  | Generic RTSP
Panasonic | Panasonic AW-UE50 |  | MediaInput/h264/stream_1
Panasonic | Panasonic Video Server
Panasonic | Panasonic DG-GXE500 | (4ch) | ● | ● | ● | * | * | * | ● |  |  | ● | * |  |  |  |  | 1.1 MJPEG stream doesn't contain sound. In H.264 and MJPEG format, video server needs to be in the same resolution. Supported camera mode: VGA [4:3] for 640x480, 320x240
Panasonic | Panasonic WJ-GXE500 | (4ch) | ● | * | ● | * | * | * | ● | ● |  | ● | * |  |  |  |  | 1.03 Supported camera mode: VGA [4:3] for 640x480, 320x240 *Model Name will show "i-Pro".
Panasonic | Panasonic Camera Recorder (Support audio format: AAC )
Panasonic | Panasonic AG-UMR20 |  |  | * | ● | * | * | * | ● | * | * | ● | * |  |  |  |  | 1.11-00-0.00
Pinetron | Pinetron DVR
Pinetron | Pinetron ATP-XRT8104 | ◆ | * | * | ● | * | * | * | ● | * | * | * | * | ●
Pinetron | Pinetron ATP-XRT8104-2 | ◆ | * | * | ● | * | * | * | ● | * | * | * | * | ● |  |  |  | V8.2.3.2-20230512
Pinetron | Pinetron ATP-XRT8208 | ◆ | * | * | ● | * | * | * | ● | * | * | * | * | ●
Pinetron | Pinetron ATP-XRT8208-2 | ◆ | [15 empty] | V8.2.3.2-20230423
Pinetron | Pinetron ATP-XRT8208E | ◆ | * | * | ● | * | * | * | ● | [8 empty] | "CPUVersion: CPU/HD5K-APP-G922G2-R7097 ApplicationVersion: V8.1.0-20200330 MicomVersion: MICOM/ BIOSVersion: BIOS/HD5K-UBT-G922G2-R7097 KernelVersion: KERNEL/HD5K-LNX-G922G2-R7097 * Up to 20 ch
Pinetron | Pinetron ATS-XRN8104 | ◆ | * | * | ● | * | * | * | ● | [8 empty] | * Up to 10 ch
Pinetron | Pinetron ATP-XRN8416 | ◆ | * | * | ● | * | * | * | ● | * | * | * | * | ● |  |  |  | V8.2.2-20220613
Pinetron | Pinetron ATP-XRN8416-2 | ◆ | * | * | ● | * | * | * | ● | * | * | * | * | ●
Pinetron | Pinetron H.264 AHD Standard 4CH PLUS | ◆ | * | * | ● | * | * | * | ● |  |  | ● | [5 empty] | BIOS Version: BIOS/AD5KA-UBT-I129F3-R7572 Kernel Version: KERNEL/AD5KA-LNX-I129F3-R7572 Application Version: APPLICATION/AD5KA-APP-I129F3-R7572 *Support edge recording *Please go to DVR/camera site to modify camera parameter.
Pinetron | Pinetron H.264 AHD Standard 8CH PLUS2 | ◆ | * | * | ● | * | * | * | ● | [8 empty] | BIOSVersion: BIOS/AD5KC-UBT-I612M1-R7604 KernelVersion: KERNEL/AD5KC-LNX-I612M1-R7604 ApplicationVersion: APPLICATION/AD5KC-APP-I612M1-R7604 *Support edge recording *Please go to DVR/camera site to modify camera parameter.
Pinetron | Pinetron 8M-HY08 | ◆ | * | * | ● | * | * | * | ● | * | * | * | * | ●
Pixord | Pixord cameras
Pixord | Pixord ND736E | ⓟⓒⓢ | * | ● | ● | * | * | * | ● | ● |  | ● | [5 empty] | A1.0.1_0813
Pixord | Pixord PD736E | ⓟⓒⓢ | * | ● | ● | * | * | * | ● | ● |  | ● | [5 empty] | A1.0.1_0213
Planet | Planet cameras
Planet | Planet ICA-3110 |  | ● |  | ● | * | * | * | ● | ● | * | ● | [5 empty] | VB1.0.38_Y
Planet | Planet ICA-3250V |  | ● |  | ● | * | * | * | ● | ● | * | ● | [5 empty] | VB1.0.38_Y
Planet | Planet ICA-4210P |  | ● |  | ● | * | * | * | ● | ● | * | ● | [5 empty] | VB1.0.38_Y
Planet | Planet ICA-5250 |  | ● |  | ● | * | * | * | ● | ● | * | ● | [5 empty] | VB1.0.38_Y
Planet | (DIGIEVER NVR supports Planet cameras with ONVIF)
Planet | Planet ICA-1200 |  |  |  | ● | * | * | * | ● | ● | * | ● | [5 empty] | VC1.0.18.2_Y
Planet | Planet ICA-2200 |  |  |  | ● | * | * | * | ● | ● | * | ●
Planet | Planet ICA-2250VT |  |  |  | ● | * | * | * | ● | ● | * | ●
Planet | Planet ICA-2500 |  |  |  | ● | * | * | * | ● | ● | * | ●
Planet | Planet ICA-3100 |  |  |  | ● | * | * | * | ● | ● | * | ●
Planet | Planet ICA-3200 |  |  |  | ● | * | * | * | ● | ● | * | ● | [5 empty] | VB1.0.38_Y
Planet | Planet ICA-3260 |  |  |  | ● | * | * | * | ● | ● | * | ●
Planet | Planet ICA-3260V |  |  |  | ● | * | * | * | ● | ● | * | ●
Planet | Planet ICA-3350V |  |  |  | ● | * | * | * | ● | ● | * | ●
Planet | Planet ICA-4200V |  |  |  | ● | * | * | * | ● | ● | * | ●
Planet | Planet ICA-4500V |  |  |  | ● | * | * | * | ● | ● | * | ●
Planet | Planet ICA-5150 |  |  |  | ● | * | * | * | ● | ● | * | ●
Planet | Planet ICA-5250V |  |  |  | ● | * | * | * | ● | ● | * | ●
Planet | Planet ICA-5260V |  |  |  | ● | * | * | * | ● | ● | * | ●
Planet | Planet ICA-5350V |  |  |  | ● | * | * | * | ● | ● | * | ●
Planet | Planet ICA-5550V |  |  |  | ● | * | * | * | ● | ● | * | ●
Planet | Planet ICA-8200 | ⓟⓒ |  |  | ● | * | * | * | ● | ● | * | ●
Planet | Planet ICA-8350 | ⓟⓒ |  |  | ● | * | * | * | ● | ● | * | ●
Planet | Planet ICA-8500 | ⓟⓒ |  |  | ● | * | * | * | ● | ● | * | ●
Planet | Planet ICA-HM101 |  |  |  | ● | * | * | * | ● | ● | * | ●
Planet | Planet ICA-HM101W |  |  |  | ● | * | * | * | ● | ● | * | ●
Planet | Planet ICA-HM132 |  |  |  | ● | * | * | * | ● | ● | * | ●
Planet | Planet ICA-HM136 |  |  |  | ● | * | * | * | ● | ● | * | ●
Planet | Planet ICA-HM312 |  |  |  | ● | * | * | * | ● | ● | * | ●
Planet | Planet ICA-HM316 |  |  |  | ● | * | * | * | ● | ● | * | ●
Planet | Planet ICA-HM316W |  |  |  | ● | * | * | * | ● | ● | * | ●
Planet | Planet ICA-HM351 |  |  |  | ● | * | * | * | ● | ● | * | ●
Planet | Planet ICA-W1200 |  |  |  | ● | * | * | * | ● | ● | * | ●
Planet | Planet ICA-W8100 | ⓟⓒ |  |  | ● | * | * | * | ● | ● | * | ● | [5 empty] | VC1.0.18.2_Y
Planet | Planet ICA-W8100-CLD | ⓟⓒ |  |  | ● | * | * | * | ● | ● | * | ●
Planet | Planet ICA-W8200 | ⓟⓒ |  |  | ● | * | * | * | ● | ● | * | ●
Planet | Planet ICA-W8500 | ⓟⓒ |  |  | ● | * | * | * | ● | ● | * | ●
Probe | Probe cameras
Probe | Probe PIB-H2000ATIR |  |  |  | ● | * | * | * | ● | ● |  | ●
Probe | Probe PIC-H2000T |  |  |  | ● | * | * | * | ● | ● |  | ● | [5 empty] | System: v1.1.3_20131226 Camera: v5.0_46
Probe | Probe PIC-H2010T |  |  |  | ● | * | * | * | ● | ● |  | ●
Probe | Probe PIF-H2030T |  |  |  | ● | * | * | * | ● | ● |  | ●
Probe | Probe PIF-H2030TIR |  |  |  | ● | * | * | * | ● | ● |  | ●
Probe | Probe PIN-H1310TIR |  |  |  | ● | * | * | * | ● | ● |  | ● | [5 empty] | System: v1.1.2_20130927 Camera: v2.1_16
Probe | Probe PIN-H2000AT |  |  |  | ● | * | * | * | ● | ● |  | ●
Probe | Probe PIN-H2000ATIR |  |  |  | ● | * | * | * | ● | ● |  | ● | [5 empty] | System: v1.2.0_20140509 Camera: v4.3_46
Probe | Probe PIP-H1000B |  |  |  | ● | * | * | * | ● | ● |  | ●
Probe | Probe PIP-H1000D |  |  |  | ● | * | * | * | ● | ● |  | ●
Probe | Probe PMI-H2000 |  |  |  | ● | * | ● | ● | ● | ● |  | ● | [5 empty] | v1.0.2_20120725
Probe | Probe PMI-H2000S |  |  |  | ● | * | ● | ● | ● | ● |  | ●
Probe | Probe PTI-H2100I |  |  |  | ● | * | ● | ● | ● | ● |  | ● | [5 empty] | v1.1.3_20140121
Promelit | Promelit cameras
Promelit | Promelit Sentry.130 |  | ● | ● | ● | * | * | * | ● | ● | * | ●
PROVISION-ISR | PROVISION-ISR cameras
PROVISION-ISR | PROVISION-ISR DAI-390IPVF |  | * | * | ● | * | * | * | ● | ● | ● | ● | [5 empty] | 3.4.1
PROVISION-ISR | PROVISION-ISR DI-340IP5MVF |  | * | * | ● |  | * | * | ● | ● | *
PROVISION-ISR | PROVISION-ISR Di-380IPVF |  | * | * | ● | * | * | * | ● | ● | * | ● | [5 empty] | 3.4.1
PROVISION-ISR | PROVISION-ISR Di-390IPVF |  | * | * | ● | * | * | * | ● | ● | * | ● | [5 empty] | 3.4.1
PROVISION-ISR | PROVISION-ISR I3-380IP04 |  | * | * | ● | * | * | * | ● | ● | * | ● | [5 empty] | 3.4.1
QIHAN | (DIGIEVER NVR supports QIHAN cameras with ONVIF)
QIHAN | QIHAN NW356 |  |  | * | ● | * | * | * | ● | ● |  | ● | [5 empty] | v2.5.1
QIHAN | QIHAN NW551DO-P |  |  | * | ● | * | * | * | ● | ● |  | ● | [5 empty] | v3.0.1.9_md
QIHAN | QIHAN cameras
QIHAN | QIHAN QH-NV333 |  |  | * | ● | * | * | * | ● | ● | ● | [6 empty] | v2.5.1
QIHAN | QIHAN QH-NW351 |  |  | * | ● | * | * | * | ● | ● | ● | [6 empty] | v2.5.1
Quatre-Plan | Quatre-Plan cameras
Quatre-Plan | Quatre-Plan QUA_QUA-BL200 |  |  |  | ● | * | * | * | ● | ● |  | ●
Quatre-Plan | Quatre-Plan QUA_QUA-BX200 |  |  |  | ● | * | * | * | ● | ● |  | ●
Quatre-Plan | Quatre-Plan QUA_QUA-FD200 |  |  |  | ● | * | * | * | ● | ● |  | ●
Risk Captur | Risk Captur cameras
Risk Captur | Risk Captur BO407 |  |  | * | ● | ● | * | ● | ● | ● | ● | ● | [5 empty] | v3.5.0804.1004.155.0.30.8.5
Risk Captur | Risk Captur BO407-2 |  |  | * | ● | ● | * | * | ● | ● | ● | ● | * |  |  |  |  | v3.5.0804.1004.155.0.32.8.3
Risk Captur | Risk Captur BU218Z-IA |  |  | * | ● | ● | * | ● | ● | ● | ● | ● | * |  |  |  |  | v3.6.0804.1004.155.0.11.2.1.D00
Risk Captur | Risk Captur BU404R |  |  | * | ● | ● | * | * | ● | ● | * | * | * |  |  |  |  | v3.5.0804.1004.155.0.32.0.2
Risk Captur | Risk Captur BU407Z |  |  | * | ● | * | * | ● | ● | ● | * | ● | [5 empty] | v3.4.0804.1003.3.0.88.1.1
Risk Captur | Risk Captur BU417Z |  |  | * | ● | ● | * | ● | ● | ● | ● | ● | * |  |  |  |  | v3.5.0804.1004.155.0.30.11.4
Risk Captur | Risk Captur BU418Z-IA |  |  | * | * | ● | ● | * | ● | ● | ● | ● | ● |  |  |  | ● | v3.6.0824.1004.155.0.12.0.2.D00
Risk Captur | Risk Captur BU518Z |  | * | * | ● | ● | * | ● | ● | ● | ● | ● | ● |  | 4, 5, 6, 9 |  |  | v3.6.1602.1006.155.0.18.6.1.D01
Risk Captur | Risk Captur BU817Z |  |  | * | ● | ● | * | * | ● | ● | * | ●
Risk Captur | Risk Captur BU828Z-F |  | * | * | ● | ● | * | ● | ● | ● | ● | ● | ● |  | 4, 9 |  |  | v3.6.1603.1004.155.0.13.5.2.D01_20220127
Risk Captur | Risk Captur DO207VR |  |  | * | ● | ● | * | * | * | ● | * | ● | [5 empty] | v3.5.0804.1004.155.0.30.11.4
Risk Captur | Risk Captur DO224 |  |  | * | ● | * | * | * | ● | ● | ● | ● | [5 empty] | v3.3.0801.1003.155.0.72.2.3
Risk Captur | Risk Captur DO404VR |  |  | * | ● | ● | * | * | * | ● | * | ● | [5 empty] | v3.5.0804.1004.155.0.30.11.4
Risk Captur | Risk Captur DO407VRZ |  |  | * | ● | ● | * | ● | * | ● | ● | ● | [5 empty] | v3.5.0804.1004.155.0.30.11.4
Risk Captur | Risk Captur DO424VRZ |  |  | * | ● | ● | * | ● | ● | ● | * | * | * |  |  |  |  | v3.5.0804.1004.155.0.33.6.1
Risk Captur | Risk Captur DO427VRZ |  |  | * | ● | ● | * | ● | ● | ● | ● | ● | [5 empty] | v3.5.0804.1004.155.0.30.8.4
Risk Captur | Risk Captur DO429VRZ |  |  |  | * | ● | ● | * | ● | ● | ● | ● | ● |  |  |  |  | v3.6.0804.1004.155.0.11.9.2
Risk Captur | Risk Captur DO429VRZ-BC |  |  | * | ● | ● | * | ● | ● | ● | ● | ● | * |  |  |  |  | v3.5.0804.1004.155.0.33.6.3
Risk Captur | Risk Captur DO508R |  | * | * | ● | ● | * | * | ● | ● | ● | ● | ● |  | 4, 5, 6, 9 |  |  | v3.6.1602.1006.155.0.18.6.1.D01
Risk Captur | Risk Captur DO5270VRZ |  | * | * | ● | ● | * | ● | ● | ● | ● | ● | ● |  |  |  |  | v3.6.1303.1004.155.0.8.2.2
Risk Captur | Risk Captur DO5280VRZ-BC |  | * | * | ● | ● | * | ● | ● | ● | ● | ● | ● |  | 4, 5, 6, 9 |  |  | v3.6.1602.1004.155.0.15.6.1.D01
Risk Captur | Risk Captur DO529VRZ-BC |  |  |  | * | ● | ● | * | ● | ● | ● | ● | ● |  |  |  |  | v3.6.0804.1004.155.0.11.9.2
Risk Captur | Risk Captur DO800VR |  | * | * | ● | ● | * | * | * | ● | ● | ● | ● |  | 4, 5, 6, 9 |  |  | Firmware Version
Risk Captur | Risk Captur DO827VRZ-L |  |  | * | ● | ● | * | * | ● | ● | * | ● | [5 empty] | v3.5.0819.1004.155.0.30.1.3
Risk Captur | Risk Captur FE606R | ⓟⓒ |  | * | ● | * | * | * | ● | ● | ● | ● | [5 empty] | v3.3.0703.1002.155.0.69.1.5
Risk Captur | Risk Captur PH207 |  |  | * | ● | ● | * | * | * | ● | ● | ● | [5 empty] | v3.5.0804.1004.155.0.30.11.4
Risk Captur | Risk Captur PH-281 |  | * | * | ● | ● | * | * | ● | ● | ● | ● | ● |  |  |  |  | v3.6.1607.1004.155.0.5.3.3
Risk Captur | Risk Captur RSK204 |  |  | * | ● | * | * | * | ● | ● | * | * | [5 empty] | v3.3.0806.1003.155.0.70.2.3
Risk Captur | Risk Captur SDO306 |  |  | * | ● | * | ● | ● | ● | ● | ● | ● | [5 empty] | v3.4.0702.1003.3.0.99.0.1
Risk Captur | Risk Captur SDO317-2 |  |  | * | ● | ● | ● | ● | ● | ● | ● | ● | * |  |  |  |  | v3.6.0804.1004.155.0.10.5.2
Risk Captur | Risk Captur SDO509 |  |  | * | ● | ● | ● | ● | ● | ● | ● | ● | * |  |  |  |  | v3.6.0804.1004.155.0.11.3.2
RIVA | RIVA cameras
RIVA | RIVA RC1100M-7141 |  |  |  | ● | * | * | * | ● | ● | ● | ●
RIVA | RIVA RC1202HD |  |  |  | ● | * |  |  | ● | ● | ● | ●
RIVA | RIVA RC2102HD |  |  |  | ● | * |  |  | ● | ● | ● | ●
RIVA | RIVA RC302HD |  |  |  | ● | * |  |  | ● | ● | ● | ●
RIVA | RIVA RC3102HD |  |  |  | ● | * |  |  | ● | ● | ● | ●
RIVA | RIVA RC3203HD |  |  |  | ● | * |  |  | ● | ● | ● | ●
RIVA | RIVA RC3302HD |  |  |  | ● | * |  |  | ● | ● | ● | ●
RIVA | RIVA RC3502HD |  |  |  | ● | * |  |  | ● | ● | ● | ●
RIVA | RIVA RC3502HD-5211 |  |  | * | ● | * | * | * | ● | ● | ● | ●
RIVA | RIVA RC3502HDIR |  |  |  | ● | * |  |  | ● | ● | ● | ●
RIVA | RIVA RC3702HD |  |  |  | ● | * |  |  | ● | ● | ● | ●
RIVA | RIVA RC6602HD |  |  |  | ● | * |  |  | ● | ● | ● | ●
RIVA | RIVA RC6802HD |  |  |  | ● | * |  |  | ● | ● | ● | ●
Searchco | (DIGIEVER NVR supports Searchco cameras with ONVIF)
Searchco | Searchco W608FADZ37YA |  | * | * | ● | ● | * | * | ● | ● | ● | ● | ● |  |  |  |  | YM800SV2_STARCIRN_AF_V2_Y_EN-RTMP-H5_L V3.0.6.5 build 2021-12-14 14:53:57
Sharp | (DIGIEVER NVR supports Sharp cameras with ONVIF)
Sharp | Sharp LZ0P421 |  |  | * | ● | * | * | * | ● | ● |  | ● | [5 empty] | Note: Port should be 8999
Sharp | Sharp LZ0P422 |  |  | * | ● | * | * | * | ● | ● |  | ● | [5 empty] | Note: Port should be 8999
Sharp | Sharp LZ0P431 |  |  | * | ● | * | * | * | ● | ● |  | ●
Sharp | Sharp LZ0P432 |  |  | * | ● | * | * | * | ● | ●
Sharp | Sharp LZ0P436 |  |  | * | ● | * | * | ● | ● | ● |  | ●
Sharp | Sharp YK-B021C |  | * | * | ● | * | * | ● | * | ● | ● | ● | [5 empty] | V5.5.53 build 180724
Sharp | Sharp YK-B021F |  | * | * | ● | * | * | ● | * | ● | ● | ● | [5 empty] | V5.5.53 build 180724
Sharp | Sharp YK-B02AF |  | * | * | ● | ● | ● | * | ● | ● | ● | * | * |  |  |  | Moving Speed(PTZ)
Sharp | Sharp YK-D021B |  | * | * | ● | * | * | * | * | ● | ● | * | [5 empty] | V5.5.53 build 180724
Sharp | Sharp YK-D02AC |  | * | * | ● | ● | * | * | ● | ● | ● | * | *
Sharp | Sharp YK-F051A | ⓟ | * | * | ● | * | * | * | * | ● | ● | ● | [5 empty] | V5.4.5 build 180724
Sharp | Sharp YK-F12AB | ⓟⓢ | * | * | ● | ● | * | * | ● | ● | ● | ● | ●
Sharp | Sharp YK-H02AF |  | * | * | ● | ● | * | * | ● | ● | ● | ● | ●
Sharp | Sharp YK-P021F |  | * | * | ● | * | ● | ● | * | ● | ● | ● |  |  |  |  | Moving Speed(PTZ) | V5.5.3 build 180724
SAMPO | (DIGIEVER NVR supports SAMPO cameras with ONVIF)
SAMPO | SAMPO VKTWIP2030FWSNA |  | * | * | ● | ● | * | * | ● | ● | * | ● | * | * |  |  |  | V2.820.10NX000.0.R
SAMPO | SAMPO VK-TWIP2039FWSL |  | * | * | ● | ● | * | * | ● | ● | * | ● | * | * |  |  |  | V2.820.0000000.45.R
SAMPO | SAMPO VW-TWIP5231FWTN |  | * | * | ● | ● | * | * | ● | ● | * | ● | * | *
SAMPO | SAMPO VK-TWIP8231FWTA |  | * | * | ● | ● | * | * | ● | ● | * | ● | * | * |  |  |  | V2.820.0000000.33.R
Samsung | Samsung cameras
Samsung | Samsung SNB-5000 |  | ● |  | ● | * | * | * | ● | ● |  | ●
Samsung | Samsung SNB-5001 |  | ● |  | ● | * | * | * | ● | ●
Samsung | Samsung SNB-5003 |  | ● | * | ● | * | * | * | ● | ● | ● | ● | [5 empty] | 1.13_131218
Samsung | Samsung SNB-5004 |  | ● | * | ● | * | * | * | ● | ● | ● | ●
Samsung | Samsung SNB-6003 |  | ● | * | ● | * | * | * | ● | ● | ● | ●
Samsung | Samsung SNB-6003P |  | ● | * | ● | * | * | * | ● |  |  | ●
Samsung | Samsung SNB-6004 |  | ● | * | ● | * | * | * | ● | ● | ● | ●
Samsung | Samsung SNB-6010 |  | ● | * | ● | * | * | * | ● | ● | ● | *
Samsung | Samsung SNB-7000 |  | ● |  | ● | * | * | * | ● | ● |  | ●
Samsung | Samsung SNB-7001 |  | ● |  | ● | * | * | * | ● | ● |  | ●
Samsung | Samsung SNB-7004 |  | ● | * | ● | * | * | * | ● | ● | ● | ●
Samsung | Samsung SND-5011 |  | ● |  | ● | * | * | * | ● | ●
Samsung | Samsung SND-5061 |  | ● |  | ● | * | * | * | ● | ● | [7 empty] | 1.21_131002
Samsung | Samsung SND-5083 |  | ● | * | ● | * | * | * | ● | ● | ● | ●
Samsung | Samsung SND-5084 |  | ● | * | ● | * | * | * | ● | ● | ● | ●
Samsung | Samsung SND-6003 |  | ● | * | ● | * | * | * | ● | ●
Samsung | Samsung SND-6004 |  | ● | * | ● | * | * | * | ● | ● |  | ●
Samsung | Samsung SND-6011R |  | ● | * | ● | * | * | * | ● | ● | ● | *
Samsung | Samsung SND-6083 |  | ● | * | ● | * | * | * | ● | ● | ● | ●
Samsung | Samsung SND-6084 |  | ● | * | ● | * | * | * | ● | ● | ● | ● | [5 empty] | 1.00_130412
Samsung | Samsung SND-6084R |  | ● | * | ● | * | * | * | ● | ● | ● | ●
Samsung | Samsung SND-7061 |  | ● |  | ● | * | * | * | ● | ● |  | ●
Samsung | Samsung SND-7080 |  | ● |  | ● | * | * | * | ● | ● |  | ● | [5 empty] | 2.21_131002
Samsung | Samsung SND-7080F |  | ● |  | ● | * | * | * | ● | ● |  | ●
Samsung | Samsung SND-7084 |  | ● | * | ● | * | * | * | ● | ● | ● | ●
Samsung | Samsung SND-7084R |  | ● | * | ● | * | * | * | ● | ● | ● | ●
Samsung | Samsung SND-L6013R |  | ● | * | ● | * | * | * | ● | ● | * | ● | [5 empty] | 1.00_150403
Samsung | Samsung SNF-7010 | ⓟ | ● | * | ● | * | * | * | ● | ● |  | ● | [5 empty] | 1.12_131218
Samsung | Samsung SNO-5080R |  | ● | * | ● | * | * | * | ● | ● |  | * | [5 empty] | 2.10_111227
Samsung | Samsung SNO-6011R |  | ● | * | ● | * | * | * | ● | ● | ● | *
Samsung | Samsung SNO-6013R |  | ● | * | ● | * | * | * | ● | ● |  | * | [5 empty] | 1.00_150403
Samsung | Samsung SNO-6084R |  | ● | * | ● | * | * | * | ● | ● | ● | ●
Samsung | Samsung SNO-7080R |  | ● |  | ● | * | * | * | ● | ● |  | ●
Samsung | Samsung SNO-7084R |  | ● | * | ● | * | * | * | ● | ● | ● | ●
Samsung | Samsung SNO-L6013R |  | ● | * | ● | * | * | * | ● | ● | * | ●
Samsung | Samsung SNO-L6083R |  | ● | * | ● | * | * | * | ● | ● | * | ●
Samsung | Samsung SNO-L6084R |  | ● | * | ● | * | * | * | ● | ● | * | ●
Samsung | Samsung SNP-3120 | ⓟ | ● |  | ● | * | ● | ● | ● | ● | ● | ●
Samsung | Samsung SNP-3120V | ⓟ | ● |  | ● | * | ● | ● | ● | ● | ● | ●
Samsung | Samsung SNP-3120VH | ⓟ | ● |  | ● | * | ● | ● | ● | ● | ● | ●
Samsung | Samsung SNP-3302 |  | ● |  | ● | * | ● | ● | ● | ● | ● | ●
Samsung | Samsung SNP-3302H |  | ● |  | ● | * | ● | ● | ● | ● | ● | ●
Samsung | Samsung SNP-3371 |  | ● |  | ● | * | ● | ● | ● | ● | ● | ●
Samsung | Samsung SNP-3371H |  | ● |  | ● | * | ● | ● | ● | ● | ● | ●
Samsung | Samsung SNP-3371TH |  | ● |  | ● | * | ● | ● | ● | ● | ● | ●
Samsung | Samsung SNP-3430H |  | ● |  | ● | * | ● | ● | ● | ● | ● | ●
Samsung | Samsung SNP-5200 |  | ● |  | ● | * | ● | ● | ● | ● | ● | ●
Samsung | Samsung SNP-5200H |  | ● |  | ● | * | ● | ● | ● | ● | ● | ●
Samsung | Samsung SNP-5300 |  | ● | * | ● | * | ● | ● | ● | ● | ● | ● | [5 empty] | 1.10_130523
Samsung | Samsung SNP-5300H |  | ● | * | ● | * | ● | ● | ● | ● | ● | ●
Samsung | Samsung SNP-5430 |  | ● | * | ● | * | ● | ● | ● | ● | ● | ● | [5 empty] | 1.10_130523
Samsung | Samsung SNP-5430H |  | ● | * | ● | * | ● | ● | ● | ● | ● | ● | [5 empty] | 1.10_130523
Samsung | Samsung SNP-6200 |  | ● | * | ● | * | ● | ● | ● | ● | ● | ● | [5 empty] | 1.20_130930
Samsung | Samsung SNP-6200H |  | ● | * | ● | * | ● | ● | ● | ● | ● | ●
Samsung | Samsung SNP-6200RH |  | ● | * | ● | * | ● | ● | ● | ● | ● | ●
Samsung | Samsung SNP-6201 |  | ● | * | ● | * | ● | ● | ● | ● | ● | ●
Samsung | Samsung SNP-6201H |  | ● | * | ● | * | ● | ● | ● | ● | ● | ●
Samsung | Samsung SNP-6320 |  | ● | * | ● | * | ● | ● | ● | ● | ● | ●
Samsung | Samsung SNP-6320H |  | ● | * | ● | * | ● | ● | ● | ● | ● | ●
Samsung | Samsung SNP-6320RH |  | ● | * | ● | * | ● | ● | ● | ● | ● | ●
Samsung | Samsung SNP-6320RHN |  | ● | * | ● | * | ● | ● | ● | ● | ● | ●
Samsung | Samsung SNP-6320RHP |  | ● | * | ● | * | ● | ● | ● | ● | ● | ●
Samsung | Samsung SNV-3120 |  | ● |  | ● | * | ● | ● | ● | ● | ● | ● | [5 empty] | 1.26_130903
Samsung | Samsung SNV-5084 |  | ● | * | ● | * | * | * | ● | ● | ● | ●
Samsung | Samsung SNV-6012M |  | ● | * | ● | * | * | * | ● | ● | * | *
Samsung | Samsung SNV-6013 |  | ● | * | ● | * | * | * | ● | ● | * | *
Samsung | Samsung SNV-6084 |  | ● | * | ● | * | * | * | ● | ● | ● | ●
Samsung | Samsung SNV-6084R |  | ● | * | ● | * | * | * | ● | ● | ● | ●
Samsung | Samsung SNV-7080 |  | ● |  | ● | * | * | * | ● | ● |  | ●
Samsung | Samsung SNV-7080R |  | ● |  | ● | * | * | * | ● | ● |  | ●
Samsung | Samsung SNV-7082N |  | ● | * | ● | * | ● | ● | ● | ● | * | ● | [5 empty] | 1.22_131228
Samsung | Samsung SNV-7084 |  | ● | * | ● | * | * | * | ● | ● | ● | ●
Samsung | Samsung SNV-7084R |  | ● | * | ● | * | * | * | ● | ● | ● | ●
Samsung | Samsung SNZ-5200 |  | ● |  | ● | * | * | ● | ● | ● | ● | ●
Samsung | Samsung SNZ-6320 |  | ● | * | ● | * | * | * | ● | ● |  | ●
Samsung | Samsung SPE-400 |  | ● |  | ● | * | * | * | ● | ● |  | *
SAI | SAI cameras
SAI | SAI SNB-V501 |  | * | * | ● | ● | * | ● | ● | ● (ONVIF) | * | ● | * |  |  |  |  | DIPC-B1230.5.10.C00009.240529
SAI | SAI SND-V501 |  | * | * | ● | ● | * | ● | ● | ● (ONVIF) | * | ● | * |  |  |  |  | DIPC-B1230.5.10.C00009.240529
SAI | SAI SNP-Z201-16-I |  | * | * | ● | ● | ● | ● | ● | ● (ONVIF) | ●X2 (ONVIF) | ● | * |  |  |  |  | CIPC-B2307.1.82.C00048.NB.240620
SAI | SAI SNP-Z201-25 |  | * | * | ● | ● | ● | ● | ● | ● (ONVIF) | ●X2 (ONVIF) | ● | * |  |  |  |  | QIPC-B2202.10.8.C00013.NB.240620
Shenzhen URAY Tech | (DIGIEVER NVR supports Shenzhen URAY Tech cameras with ONVIF)
Shenzhen URAY Tech Video Server
Shenzhen URAY Tech | Shenzhen URAY Tech UHE264-1S |  | * | * | ● | * | * | * | ● | * | * | ● | * |  |  |  |  | version：3.30 onvif : 2.820000
Sanritz | (DIGIEVER NVR supports Sanritz cameras with ONVIF)
Sanritz | Sanritz STC5000,7000 |  |  | * | ● | * | ● | ● | ● | * | * | * | * |  |  |  | Moving Speed(PTZ) | 2.2.14 *Due to camera specification, please connect this camera in the same LAN)
Sanyo | (DIGIEVER NVR supports Sanyo cameras with Motion Detection and Digital Input in H264)
Sanyo | Sanyo VCC-HD2100 |  | ● | * | ● | * | * | * | ● | ● | ● | *
Sanyo | Sanyo VCC-HD2300 |  | ● | * | ● | * | * | * | ● | ● | ● | *
Sanyo | Sanyo VCC-HD2500 |  | ● | * | ● | * | * | * | ● | ● | ● | ●
Sanyo | Sanyo VCC-HD2500P |  | ● | * | ● | * | * | * | ● | ● | ● | ●
Sanyo | Sanyo VCC-HD3300 |  | ● | * | ● | * | * | * | ● | ● | ● | *
Sanyo | Sanyo VCC-HD4600 |  | ● | * | ● | * | * | * | ● | ● | ● | *
Sanyo | Sanyo VCC-HD5400 |  | ● | * | ● | * | ● | ● | ● | ● | ● | ●
Sanyo | Sanyo VDC-HD3100 |  | ● | * | ● | * | * | * | ● | ● | ● | *
Sanyo | Sanyo VDC-HD3100P |  | ● | * | ● | * | * | * | ● | ● | ● | * | * |  |  |  |  | MAIN Ver. 2.03-08 (111222-00) SUB Ver. 1.01-00 (100528-00) *Support stream1 only
Sanyo | Sanyo VDC-HD3300 |  | ● | * | ● | * | * | * | ● | ● | ● | *
Sanyo | Sanyo VDC-HD3300P |  | ● | * | ● | * | * | * | ● | ● | ● | ●
Sanyo | Sanyo VDC-HD3500 |  | ● | * | ● | * | * | * | ● | ● | ● | ●
Sanyo | Sanyo VDC-HD3500P |  | ● | * | ● | * | * | ● | ● | ● | ● | ●
Seventh Dimension Design, Inc. | (DIGIEVER NVR supports SDD (Seventh Dimension Design) with ONVIF )
Seventh Dimension Design, Inc. | Seventh Dimension Design, Inc. Medical Recorder
Seventh Dimension Design, Inc. | Seventh Dimension Design, Inc. live connector |  | * | * | ● | * | * | * | ● | * | * | ● | * |  |  |  |  | camera firmware version: 1.03 ONVIF version : 17.06
Securex | Securex cameras
Securex | Securex SIP2111-IR |  | ● | ● | ● | * | * | * | ● | ● |  | *
Securex | Securex SIP3111-IR |  | ● | ● | ● | * | * | * | ● | ●
Securex | Securex SIP-E-1010 |  | ● | * | ● | * | * | * | ● | ● |  | ●
Securex | Securex SIP-E-2011IR |  | ● | * | ● | * |  |  | ● | ● |  | ●
Securex | Securex SIP-E-2011IR-L |  | ● | * | ● | * | * | * | ● | ● |  | ●
SecuBest | SecuBest cameras
SecuBest | SecuBest BFN-A162P |  |  |  | ● | * | * | * | ● | ● | ● | ●
SecuBest | SecuBest BPN-B402-R |  |  |  | ● | * | * | * | ● | ● | ● | ● | [5 empty] | System : v1.2.1_20150615 Camera : v1.3_71
SecuBest | SecuBest DBN-B301N |  |  |  | ● | * | * | * | ● | ● | ● | ●
SecuBest | SecuBest DBN-B301P |  |  |  | ● | * | * | * | ● | ● | ● | ●
SecuBest | SecuBest DBN-D101N |  |  |  | ● | * | * | * | ● | ● | ● | ●
SecuBest | SecuBest DBN-D101P |  |  |  | ● | * | * | * | ● | ● | ● | ●
SecuBest | SecuBest DKN-A1052N-R |  |  |  | ● | * | * | * | ● | ● | ● | ● | [5 empty] | System: v1.1.3_20131226 Camera: v1.1_56
SecuBest | SecuBest FNN-A1052P-R |  |  |  | ● | * | * | * | ● | ● | ● | ●
SecuBest | SecuBest FNN-A1052-R |  |  |  | ● | * | * | * | ● | ● | ● | ●
SecuBest | SecuBest FNN-A162P |  |  |  | ● | * | * | * | ● | ● | ● | ●
SecuBest | SecuBest FNN-A162P-R |  |  |  | ● | * | * | * | ● | ● | ● | ●
SecuBest | SecuBest FNN-D162N |  |  |  | ● | * | * | * | ● | ● | ● | ●
SecuBest | SecuBest FNN-D162P |  |  |  | ● | * | * | * | ● | ● | ● | ●
SecuBest | SecuBest FSN-B402P |  |  |  | ● | * | * | * | ● | ● | ● | ●
SecuBest | SecuBest FSN-B402P-R |  |  |  | ● | * | * | * | ● | ● | ● | ●
SecuBest | SecuBest FXN-B402-R |  |  |  | ● | * | * | * | ● | ● | * | *
SecuBest | SecuBest N1B3-CL2H2P_TOR4 |  |  |  | ● | * | * | ● | ● | ● | ● | ●
SecuBest | SecuBest N1F2-CL2H2P_TF03 |  |  |  | ● | * | * | * | ● | ● | ● | ●
SecuBest | SecuBest N1F2-CL2H2P_TFR3 |  |  |  | ● | * | * | * | ● | ● | ● | ●
SecuBest | SecuBest N1F3-CL5H2P_T003 |  |  |  | ● | * | * | * | ● | ● | * | *
SecuBest | SecuBest N1F3-CL5H2P_T0R3 |  |  |  | ● | * | * | * | ● | ● | * | *
SecuBest | SecuBest N1G1-BL6H1 |  |  |  | ● | * | * | * | ● | ● | ● | ●
SecuBest | SecuBest N1G1-BL7H1 |  |  |  | ● | * | * | * | ● | ● | ● | ●
SecuBest | SecuBest N1G2-CL2H2P_T003 |  |  |  | ● | * | * | ● | ● | ● | ● | ● | [5 empty] | System: v1.1.2_20130927 Camera: v1.1_56
SecuBest | SecuBest N1G7-CL8H2P_0003 |  |  |  | ● | * | * | * | ● | ● | ● | ●
SecuBest | SecuBest N1M3-C05H2P_T003 |  |  |  | ● | * | ● | ● | ● | ● | ● | ●
SecuBest | SecuBest N1P1-S10H2 |  |  |  | ● | * | ● | ● | ● | ● | ● | ●
SecuBest | SecuBest N1P2-S10H2 |  |  |  | ● | * | ● | ● | ● | ● | ● | ●
SecuBest | SecuBest N1P3-CL2HP_0003 |  |  |  | ● | * | ● | * | ● | ● | * | *
SecuBest | SecuBest N1P4-C05H2P_T003 |  |  |  | ● | * | ● | ● | ● | ● | * | *
SecuBest | SecuBest N1R1-S00H2P_T003 |  |  |  | ● | * | * | * | ● | ● | ● | ●
SecuBest | SecuBest N1T1-S20H2P_T004 |  |  |  | ● | * | ● | ● | ● | ● | ● | ●
SecuBest | SecuBest N1Z1-S10H2 |  |  |  | ● | * | ● | ● | ● | ● | ● | ●
SecuBest | SecuBest N1Z2-S2OH2P_TH05/C |  |  |  | ● | * | ● | ● | ● | ● | ● | ●
SecuBest | SecuBest N1Z2-S2OH2P_TH05/W |  |  |  | ● | * | ● | ● | ● | ● | ● | ●
SecuBest | SecuBest N1Z5-S10H2 |  |  |  | ● | * | ● | ● | ● | ● | ● | ●
SecuBest | SecuBest PDIN-0512P |  |  |  | ● | * | ● | ● | ● | ● | * | *
SecuBest | SecuBest PIC-H2000T |  |  |  | ● | * | * | * | ● | ● | ● | ●
SecuBest | SecuBest PIN-H2000TIR |  |  | * | ● | * | * | * | ● | ● | ● | ●
SecuBest | SecuBest PSN-1012 |  |  |  | ● | * | ● | ● | ● | ● | ● | ●
SecuBest | SecuBest PSN-1012N-D |  |  |  | ● | * | ● | ● | ● | ● | ● | ●
SecuBest | SecuBest PSN1221 |  |  |  | ● | * | ● | ● | ● | ● | ● | *
SecuBest | SecuBest PSN-1221 |  |  |  | ● | * | ● | ● | ● | ● | ● | ●
SecuBest | SecuBest PSSN-1012 |  |  |  | ● | * | ● | ● | ● | ● | ● | ●
SecuBest | SecuBest PSSN-1012N-D |  |  |  | ● | * | ● | ● | ● | ● | ● | ●
SecuBest | SecuBest PSSN-1221 |  |  |  | ● | * | ● | ● | ● | ● | ● | ●
SecuBest | SecuBest PTIN-2012 |  |  |  | ● | * | ● | ● | ● | ● | ● | ●
SecuBest | SecuBest PTIN-2022 |  |  |  | ● | * | ● | ● | ● | ● | ● | ●
SecuBest | SecuBest PTIN-2022P-DP |  |  |  | ● | * | ● | ● | ● | ● | ● | ●
SecuBest | SecuBest PTSN-2012 |  |  |  | ● | * | ● | ● | ● | ● | ● | ●
SecuBest | SecuBest PTSN-2012-W |  |  |  | ● | * | ● | ● | ● | ● | ● | ●
SecuBest | SecuBest PTSN-2022 |  |  |  | ● | * | ● | ● | ● | ● | ● | ●
SecuBest | SecuBest PXEN-0521P |  |  |  | ● | * | ● | ● | ● | ● | ● | ● | [5 empty] | System : v1.2.1_20141217 Camera : v01.50_2307
SecuBest | SecuBest PXEN-0522 |  |  |  | ● | * | ● | ● | ● | ● | ● | ● | [5 empty] | System : v1.2.1_20141217 Camera : v01.50_2307
SecuBest | SecuBest PXN-0512P |  |  |  | ● | * | ● | ● | ● | ● | * | *
SecuBest | SecuBest RIN-0012P |  |  |  | ● | * | * | * | ● | ● | ● | ●
SystemGear | SystemGear cameras are supported in UDP protocol.
SystemGear | SystemGear EXP-C01 |  | ● | * | * | * | * | * | * | * | * | * | * |  |  |  |  | SPApp N1 1.00 0000 Note1: EXP-C01 supports stream1 only (Up to 60fps) Note2: User needs to add EXP-C01 one by one (cannot use UPnP Search for group add) Note3: For PC’s NVR-Client monitoring, it is necessary to change stream to “stream from record” or “stream from relay” on NVR-Client. Note4: Not support snapshot related functions: (1) NVR’s local liveview CANNOT do snapshot (2) Don’t support schedule snapshot (3) Don’t support event triggered snapshot (4) NVR cannot backup snapshot to other backup-device | X (UDP)
Shany | Shany cameras
Shany | Shany SNC-2101M |  |  |  | ● | * | * | * | ● | ● |  | ●
Shany | Shany SNC-2102 |  |  |  | ● | * | * | * | ● | ● |  | ●
Shany | Shany SNC-2102DN |  |  |  | ● | * | * | * | ● | ● |  | ● | [5 empty] | gWT5109715N0C V26 1401061F
Shany | Shany SNC-2201M |  |  |  | ● | * | * | * | ● | ● |  | ●
Shany | Shany SNC-WD2131M |  |  |  | ● | * | * | * | ● | ● |  | ●
Shany | Shany SNC-WD2131MSA |  |  |  | ● | * | * | * | ● | ● |  | ●
Shany | Shany SNC-WD2132 |  |  |  | ● | * | * | * | ● | ● |  | ●
Shany | Shany SNC-WD2132DN |  |  |  | ● | * | * | * | ● | ● |  | ● | [5 empty] | BgWT8130035N0C V26 1401062F
Shany | Shany SNC-WD2132MSA |  |  |  | ● | * | * | * | ● | ● |  | ●
Shany | Shany SNC-WD2133 |  |  |  | ● | * | * | * | ● | ● |  | ●
Shany | Shany SNC-WD2201M |  |  |  | ● | * | * | * | ● | ● |  | ● | [5 empty] | AgWT8200122N06 V32 1401103F
Shany | Shany SNC-WD2203 |  |  |  | ● | * | * | * | ● | ● |  | ● | [5 empty] | AgWT8200122N20 V32 1409173E
Shany | Shany SNC-WD2301M |  |  |  | ● | * | * | * | ● | ● |  | ●
Shany | Shany SNC-WD2302 |  |  |  | ● | * | * | * | ● | ● |  | ● | [5 empty] | BgWT8300036N0C V26 1401064F
Shany | Shany SNC-WD81M1322 |  |  |  | ● | * | ● | ● | ● | ● |  | ● | [5 empty] | AgWT8131322N01 V30 1307035F
SNT | SNT cameras
SNT | SNT AK2000 |  |  | * | ● | * | * | ● | * |  | * |  | * |  |  |  |  | 1.0.0.316
Sony | Sony cameras
Sony | Sony SNC-2102DN |  | ● | * | ● | * |  |  | ● | ● | ● | ●
Sony | Sony SNC-CH110 |  | ● | * | ● | * | * | * | ● | ● | ● | * | [5 empty] | 1.88.00
Sony | Sony SNC-CH120 |  | ● |  | ● | * | * | * | ● | ● | ● | *
Sony | Sony SNC-CH140 |  | ● |  | ● | * | * | * | ● | ● | ● | ● | [5 empty] | 1.26.01
Sony | Sony SNC-CH160 |  | ● |  | ● | * | * | * | ● | ● | ● | *
Sony | Sony SNC-CH180 |  | ● |  | ● | * | * | * | ● | ● | ● | *
Sony | Sony SNC-CH210 |  | ● |  | ● | * | * | * | ● | ● | ● | *
Sony | Sony SNC-CH220 |  | ● |  | ● | * | * | * | ● | ● | ● | *
Sony | Sony SNC-CH240 |  | ● |  | ● | * | * | * | ● | ● | ● | ●
Sony | Sony SNC-CH260 |  | ● |  | ● | * | * | * | ● | ● | ● | *
Sony | Sony SNC-CH280 |  | ● |  | ● | * | * | * | ● | ● | ● | ●
Sony | Sony SNC-CS11 |  | ● |  | * | * | * | * | ● | ● | ● | *
Sony | Sony SNC-CS50N |  | ● |  |  | * | * | * | ● | ● | [7 empty] | 2.33
Sony | Sony SNC-CS50P |  | ● |  | ● | * | * | * | ● | ● |  | ●
Sony | Sony SNC-CX600 |  | ● | * | ● | * | * | * | ● | ● | * | ● | [5 empty] | 2.5.0
Sony | Sony SNC-CX600W |  | * | * | ● | * | ● | ● | * | ● | * | * | [5 empty] | 2.5.0
Sony | Sony SNC-DH110 |  | ● |  | ● | * | * | * | ● | ● | * | *
Sony | Sony SNC-DH110T |  | ● |  | ● | * | * | * | ● | ● | * | *
Sony | Sony SNC-DH120 |  | ● | * | ● | * | * | * | ● | ● | * | * | * |  |  |  |  | 1.88 *ePTZ function is off by default. *Camera is suggested to configured below 4000kbps
Sony | Sony SNC-DH120T |  | ● |  | ● | * | * | * | ● | ● | ● | *
Sony | Sony SNC-DH140 |  | ● |  | ● | * | * | * | ● | ● | ● | ● | [5 empty] | 1.26.01
Sony | Sony SNC-DH140T |  | ● |  | ● | * | * | * | ● | ● | ● | ●
Sony | Sony SNC-DH160 |  | ● |  | ● | * | * | * | ● | ● | ● | *
Sony | Sony SNC-DH180 |  | ● |  | ● | * | * | * | ● | ● | ● | ● | [5 empty] | 1.34.00
Sony | Sony SNC-DH210 |  | ● |  | ● | * | * | * | ● | ● | ● | *
Sony | Sony SNC-DH210T |  | ● |  | ● | * | * | * | ● | ● | ● | *
Sony | Sony SNC-DH220 |  | ● | ● | ● | * | * | * | ● | ● | * | *
Sony | Sony SNC-DH220T |  | ● |  | ● | * | * | * | ● | ● | ● | *
Sony | Sony SNC-DH240 |  | ● |  | ● | * | * | * | ● | ● | ● | ●
Sony | Sony SNC-DH240T |  | ● |  | ● | * | * | * | ● | ● | ● | ●
Sony | Sony SNC-DH260 |  | ● |  | ● | * | * | * | ● | ● | ● | *
Sony | Sony SNC-DH280 |  | ● |  | ● | * | * | * | ● | ● | ● | ●
Sony | Sony SNC-DS10 |  | ● | * | ● | * | * | * | ● | ● | *
Sony | Sony SNC-EB600 |  | ● | * | ● | * | * | * | ● | ● | * | * | [5 empty] | 2.5.0
Sony | Sony SNC-EB600B |  | ● | * | ● | * | * | * | ● | ● | * | * | [5 empty] | 2.5.0
Sony | Sony SNC-EB602R |  | ● | * | ● | * | * | * | ● | ● | * | * | [5 empty] | 2.5.0
Sony | Sony SNC-EB630 |  | ● | * | ● | * | * | * | ● | ● | * | * | [5 empty] | 2.5.0
Sony | Sony SNC-EB630B |  | ● | * | ● | * | * | * | ● | ● | * | * | [5 empty] | 2.5.0
Sony | Sony SNC-EB632R |  | ● | * | ● | * | * | * | ● | ● | * | * | [5 empty] | 2.5.0
Sony | Sony SNC-EB640 |  | * | * | ● | * | * | * | ● | ● | * | ● | ● |  |  |  |  | Two-way audio is supported from FW68
Sony | Sony SNC-EB642R |  | ● | * | ● | * | ● | * | ● | ● | ● | ● | ●
Sony | Sony SNC-EM520 |  | ● |  | ● | * | * | * | ● | ● | * | *
Sony | Sony SNC-EM521 |  | ● |  | ● | * | * | * | ● | ● | * | *
Sony | Sony SNC-EM600 |  | ● | * | ● | * | * | * | ● | ● | * | * | [5 empty] | 2.5.0
Sony | Sony SNC-EM601 |  | ● | * | ● | * | * | * | ● | ● | * | * | [5 empty] | 2.5.0
Sony | Sony SNC-EM602R |  | ● | * | ● | * | * | * | ● | ● | * | * | [5 empty] | 2.5.0
Sony | Sony SNC-EM602RC |  | ● | * | ● | * | * | * | ● | ● | * | * | [5 empty] | 2.5.0
Sony | Sony SNC-EM630 |  | ● | * | ● | * | * | * | ● | ● | * | * | [5 empty] | 2.5.0
Sony | Sony SNC-EM631 |  | ● | * | ● | * | * | * | ● | ● | * | * | [5 empty] | 2.5.0
Sony | Sony SNC-EM632R |  | ● | * | ● | * | * | * | ● | ● | * | * | [5 empty] | 2.5.0
Sony | Sony SNC-EM632RC |  | ● | * | ● | * | * | * | ● | ● | * | * | [5 empty] | 2.5.0
Sony | Sony SNC-EM641 |  | ● | * | ● | * | ● | * | ● | ● | ● | ● | ●
Sony | Sony SNC-EM642 |  | ● | * | ● | * | ● | * | ● | ● | ● | ● | ●
Sony | Sony SNC-EM642R |  | ● | * | ● | * | ● | ● | ● | ● | * | ● | ● |  |  |  |  | 3.1.1
Sony | Sony SNC-EP520 |  | ● | * | ● | * | * | * | ● | ● | ● | * | * |  |  |  |  | 1.88.00
Sony | Sony SNC-EP521 |  | ● |  | ● | * | ● | ● | ● | ● | ● | ●
Sony | Sony SNC-EP550 |  | ● | * | ● | * | * | * | ● | ● | ● | * | * |  |  |  |  | 1.88.00
Sony | Sony SNC-EP580 |  | ● |  | ● | * | ● | ● | ● | ● | ● | ●
Sony | Sony SNC-ER520 |  | ● |  | ● | * | ● | ● | ● | ● | ● | ●
Sony | Sony SNC-ER521 |  | ● |  | ● | * | ● | ● | ● | ● | ● | ●
Sony | Sony SNC-ER550 |  | ● |  | ● | * | ● | ● | ● | ● | ● | *
Sony | Sony SNC-ER580 |  | ● |  | ● | * | ● | ● | ● | ● | ● | ●
Sony | Sony SNC-ER585 |  | ● |  | ● | * | ● | ● | ● | ● | ● | ●
Sony | Sony SNC-ER585H |  | ● |  | ● | * | ● | ● | ● | ● | ● | ●
Sony | Sony SNC-HM662 | ⓟⓢ | ● | * | ● | * | * | * | ● | ● | ● | ● | [5 empty] | 1.2.0
Sony | Sony SNC-RH124 |  | ● |  | ● | * | ● | ● | ● | ● | ● | ●
Sony | Sony SNC-RH164 |  | ● |  | ● | * | ● | ● | ● | ● | ● | ● | * |  |  |  |  | 1.88.00
Sony | Sony SNC-RS46P |  | ● |  | ● | * | ● | ● | ● | ● | ● | ●
Sony | Sony SNC-RX550N |  | ● |  |  | * | ● | ● | ● | ● | ● | ●
Sony | Sony SNC-RX550P |  | ● |  |  | * | ● | ● | ● | ● | ● | ●
Sony | Sony SNC-RX570N |  | ● |  | ● | * | ● | ● | ● | ● | ● | ●
Sony | Sony SNC-RX570P |  | ● |  | ● | * | ● | ● | ● | ● | ● | ●
Sony | Sony SNC-RZ25N |  | ● |  | ● | * | ● | ● | ● | ● | ● | ● | * |  |  |  |  | 1.4
Sony | Sony SNC-RZ30N |  | ● | * | * | * | ● | ● | ● | * | * | * | [5 empty] | 3.14
Sony | Sony SNC-RZ50N |  | ● |  | ● | * | ● | ● | ● | ● | * | ●
Sony | Sony SNC-VB600 |  | ● | * | ● | * | * | * | ● | ● | ● | ● | [5 empty] | 2.5.0 *Support "Setting from Camera"
Sony | Sony SNC-VB600B |  | ● | * | ● | * | * | * | ● | ● | ● | ● | ● |  |  |  |  | 2.5.0 Two-way audio is supported from FW68
Sony | Sony SNC-VB630 |  | ● | * | ● | * | * | * | ● | ● | ● | ● | [5 empty] | 2.5.0
Sony | Sony SNC-VB632D |  | ● | * | ● | * | * | * | ● | ● | ● | ● | [5 empty] | 2.5.0
Sony | Sony SNC-VB635 |  | ● | * | ● | * | * | * | ● | ● | ● | ● | [5 empty] | 2.5.0
Sony | Sony SNC-VB642D |  | ● | * | ● | * | ● | * | ● | ● | ● | ● | ● |  |  |  |  | 3.1.1
Sony | Sony SNC-VB770 |  | ● | * | ● | * | * | * | ● | ● | ● | ●
Sony | Sony SNC-VM600 |  | ● | * | ● | * | * | * | ● | ● | ● | ● | ● |  |  |  |  | 2.5.0 Two-way audio is supported from FW68
Sony | Sony SNC-VM600B |  | ● | * | ● | * | * | * | ● | ● | ● | * | * |  |  |  |  | 3.1.1 *MJPEG supports stream1 only. *Support "Setting from Camera"
Sony | Sony SNC-VM601 |  | ● | * | ● | * | * |  | ● | ● | ● | ●
Sony | Sony SNC-VM602R |  | ● | * | ● | * | * | * | ● | ● | ● | ● | ● |  |  |  |  | 2.5.0
Sony | Sony SNC-VM630 |  | ● | * | ● | * | * | * | ● | ● | ● | ● | [5 empty] | 2.5.0
Sony | Sony SNC-VM631 |  | ● |  | ● | * | * | * | ● | ● | ● | ●
Sony | Sony SNC-VM632R |  | ● | * | ● | * | * | * | ● | ● | ● | ● | [5 empty] | 2.5.0
Sony | Sony SNC-VM641 |  | ● | * | ● | * | ● | * | ● | ● | ● | ● | ● |  |  |  |  | 3.1.1
Sony | Sony SNC-VM642 |  | ● | * | ● | * | ● | * | ● | ● | ● | ● | ● |  |  |  |  | 3.1.1
Sony | Sony SNC-VM772R |  | ● | * | ● | * | * | * | ● | ● | ● | ●
Sony | Sony SNC-WD2132DN |  | ● | * | ● | * | * | * | ● | ● | ● | *
Sony | Sony SNC-WD2201M |  | ● | * | ● | * | * | * | ● | ● | ● | *
Sony | Sony SNC-WD2302 |  | ● | * | ● | * | * | * | ● | ● | ● | *
Sony | Sony SNC-WD81M1322 |  | ● | * | ● | * | ● | ● | ● | ● | ● | *
Sony | Sony SNC-WM641 |  | ● | * | ● | * | * | * | ● | ● | * | ●
Sony | Sony SNC-WR600 |  | ● | * | ● | * | ● | ● | ● | ● | * | ● | ● |  |  |  |  | 2.6.1 Two-way audio is supported from FW68
Sony | Sony SNC-WR602 |  | ● | * | ● | * | * | * | ● | ● | ● | ● | [5 empty] | 2.5.0
Sony | Sony SNC-WR602C |  | ● | * | ● | * | * | * | ● | ● | * | ● | ● |  |  |  |  | 2.5.0 Two-way audio is supported from FW68
Sony | Sony SNC-WR630 |  | ● | * | ● | * | * | * | ● | ● | ● | ● | ● |  |  |  |  | 2.5.0 Two-way audio is supported from FW68
Sony | Sony SNC-WR632 |  | ● | * | ● | * | ● | ● | ● | ● | ● | ● | [5 empty] | 2.7.0
Sony | Sony SNC-WR632C |  | ● | * | ● | * | * | * | ● | ● | ● | ● | ● |  |  |  |  | 2.5.0 Two-way audio is supported from FW68
Sony | Sony SNC-XM631 |  | ● | * | ● | * | * | * | ● | ● | ● | * | [5 empty] | 2.5.0
Sony | Sony SNC-XM632 |  | ● | * | ● | * | * | * | ● | ● | * | ● | [5 empty] | 2.5.0
Sony | Sony SNC-XM636 |  | ● | * | ● | * | * | * | ● | ● | * | ● | [5 empty] | 2.5.0
Sony | Sony SNC-XM637 |  | ● | * | ● | * | * | * | ● | ● | * | ● | [5 empty] | 2.5.0
Sony | Sony SNC-Z20N |  | ● | * | * | * | * | ● | ● | * | * | * | [5 empty] | 1.06
Sony | DIGIEVER NVR supports Sony cameras in ONVIF
Sony | Sony SNC-HMX70 | ⓟⓢ | * | * | ● | * | * | * | * | * | * | *
Sony | Sony TCS-3000 |  |  | * | ● | * | ● | ● | ● | ● | ● | ● | * |  |  |  | Moving Speed(PTZ) | V3.508R01_T100
Sony | Sony Video Server
Sony | Sony SNT-EX101 |  | ● |  | ● | * | * | * | * | * | * | * | [5 empty] | 1.85.00
Sony | Sony SNT-EX104 |  | ● |  | ● | * | * | * | * | * | ● | * | [5 empty] | 1.87.00
Sony | Sony Medical Recorder
Sony | URL |  | Generic RTSP
Sony | Sony HVO-3300MT |  | rtsp://<server address>:554/Streaming.out
SpezVision | SpezVision cameras
Spezvision | SpezVision SVI-111 |  | ● | ● | ● | * | * | * | ● | ● | ● | ●
Spezvision | SpezVision SVI-111W |  | ● | ● | ● | * | * | * | ● | ● | ● | ●
Spezvision | SpezVision SVI-112WP |  | ● | ● | ● | * | * | * | ● | ● | ● | ●
SpezVIsion | SpezVision SVI-113WP |  | ● | ● | ● | * | * | * | ● | ● | ● | ●
Spezvision | SpezVision SVI-11WP |  | ● | ● | ● | * | * | * | ● | ● | ● | ●
SpezVIsion | SpezVision SVI-311 |  | ● | ● | ● | * | * | * | ● | ● | ● | ●
Spezvision | SpezVision SVI-411 |  | ● | ● | ● | * | * | * | ● | ● | ● | ●
Spezvision | SpezVision SVI-412 |  | ● | ● | ● | * | * | * | ● | ● | ● | ●
Spezvision | SpezVision SVI-413 |  | ● | ● | ● | * | * | * | ● | ● | ● | ●
SpezVIsion | SpezVision SVI-P13L |  | ● | ● | ● | * | * | * | ● | ● | ● | ●
S-PRO | S-PRO cameras
S-PRO | S-PRO SPIPD20/2709R |  | ● | * | ● | * | * | * | ● |  |  | ●
S-PRO | S-PRO SPIPD20/2709RV |  | ● | * | ● | * | * | * | ● |  |  | ● | [5 empty] | V1.0.30
S-PRO | S-PRO SPIPQ20-3616R-20M |  | ● | * | ● | * | * | * | ● |  |  | ●
STAR-NET | STAR-NET cameras
STAR-NET | STAR-NET SN1712-CEI |  | ● | ● | ● | * | * | * | ● | ● | * | ●
STAR-NET | STAR-NET SN1711-CEI |  | ● | ● | ● | * | * | * | ● | ● | ● | ●
STAR-NET | STAR-NET SN1612-EI |  | ● | ● | ● | * | * | * | ● | ● | ● | ●
STAR-NET | STAR-NET SN1611-EI |  | ● | ● | ● | * | * | * | ● | ● | ● | ●
STAR-NET | STAR-NET SN1512-CE |  | ● | ● | ● | * | * | * | ● | ● | ● | ●
STAR-NET | STAR-NET SN1511-CE |  | ● | ● | ● | * | * | * | ● | ● | ● | ●
Strasse | (DIGIEVER NVR supports Strasse video server
Strasse | Strasse TCS-3000 |  | * | * | ● | * | * | * | * | * | * | ● | * | * |  |  |  | V3.111B06_T100 *Only Support Input Format 1080p60fps
Sunell | Sunell cameras
Sunell | Sunell SN-IPR5843BZAN-J2-Z |  |  | * | * | ● | ● | * | ● | ● | ● | ● | ● |  |  |  | ● | v17.06_build000195
Sunell | Sunell SN-IPV5941EEDR-Z |  |  |  | * | ● | ● | * | ● | ● | ● | ● | ●
Sunell | Sunell SN-IPV5950EDAR-Z |  |  |  | * | ● | ● | * | ● | ● | ● | ● | ●
| Sunell SN-IPV8050EGAR-B |  | * | * | ● | ● | * | * | ● | ● | ● | ● | ● |  | 4, 5, 6, 9 |  |  | v3.6.1602.1006.155.0.18.6.1.D01
Sunell | Sunell SN-IPR8050CBAA-Z |  | * | * | ● | ● | * | ● | ● | ● | ● | ● | ● |  | 4, 9 |  |  | v3.6.1602.1004.3.0.16.4.0.D01
Sunell | Sunell SN-IPR8050CBAN-Z |  | * | * | ● | ● | * | ● | ● | ● | ● | ● | ● |  | 4, 5, 6, 9 |  |  | v3.6.1602.1006.155.0.18.6.1.D01
Sunell | (DIGIEVER NVR supports Sunell cameras with ONVIF)
Sunell | Sunell SN-IPC54/11DN |  |  | * | ● | * | * | * | ● | ● |  | *
Sunell | Sunell SN-IPC54/11EDN |  |  | * | ● | * | * | * | ● | ● |  | *
Sunell | Sunell SN-IPC54/11FDN |  |  | * | ● | * | * | * | ● | ● |  | ●
Sunell | Sunell SN-IPC54/12EDN |  |  | * | ● | * | * | * | ● | ● |  | *
Sunell | Sunell SN-IPC54/12FDN |  |  | * | ● | * | * | * | ● | ● |  | ●
Sunell | Sunell SN-IPC54/14EDN |  |  | * | ● | * | * | * | ● | ● |  | ●
Sunell | Sunell SN-IPC54/14EDN(III) |  |  | * | ● | * | * | * | ● | ● |  | ●
Sunell | Sunell SN-IPC54/14FDN |  |  | * | ● | * | * | * | ● | ● |  | ●
Sunell | Sunell SN-IPC54/31EDN |  |  | * | ● | * | * | * | ● | ● |  | ●
Sunell | Sunell SN-IPC54/31FDN |  |  | * | ● | * | * | * | ● | ● |  | ●
Sunell | Sunell SN-IPC54/40EDN |  |  | * | ● | * | * | * | ● | ● |  | ●
Sunell | Sunell SN-IPC54/40FDN |  |  | * | ● | * | * | * | ● | ● |  | ●
Sunell | Sunell SN-IPC55/10EDN |  |  | * | ● | * | * | * | ● | ● |  | *
Sunell | Sunell SN-IPC55/20EDN |  |  | * | ● | * | * | * | ● | ● |  | ●
Sunell | Sunell SN-IPD54/11VDN |  |  | * | ● | * | * | * | ● | ● |  | *
Sunell | Sunell SN-IPD54/11VDR |  |  | * | ● | * | * | * | ● | ● |  | *
Sunell | Sunell SN-IPD54/11XDN |  |  | * | ● | * | * | * | ● | ● |  | *
Sunell | Sunell SN-IPD54/11XDR |  |  | * | ● | * | * | * | ● | ● |  | *
Sunell | Sunell SN-IPD54/12VDN |  |  | * | ● | * | * | * | ● | ● |  | ●
Sunell | Sunell SN-IPD54/12VDR |  |  | * | ● | * | * | * | ● | ● |  | ●
Sunell | Sunell SN-IPD54/14VDN |  |  | * | ● | * | * | * | ● | ● |  | ●
Sunell | Sunell SN-IPD54/14VDR |  |  | * | ● | * | * | * | ● | ● |  | ●
Sunell | Sunell SN-IPD54/14XDN |  |  | * | ● | * | * | * | ● | ● |  | ●
Sunell | Sunell SN-IPD54/14XDR |  |  | * | ● | * | * | * | ● | ● |  | ●
Sunell | Sunell SN-IPD54/31VDN |  |  | * | ● | * | * | * | ● | ● |  | ●
Sunell | Sunell SN-IPD54/31VDR |  |  | * | ● | * | * | * | ● | ● |  | ●
Sunell | Sunell SN-IPD54/31XDN |  |  | * | ● | * | * | * | ● | ● |  | ●
Sunell | Sunell SN-IPD54/31XDR |  |  | * | ● | * | * | * | ● | ● |  | ●
Sunell | Sunell SN-IPD54/40VDN |  |  | * | ● | * | * | * | ● | ● |  | ●
Sunell | Sunell SN-IPD54/40VDR |  |  | * | ● | * | * | * | ● | ● |  | ●
Sunell | Sunell SN-IPD54/40XDN |  |  | * | ● | * | * | * | ● | ● |  | ●
Sunell | Sunell SN-IPD54/40XDR |  |  | * | ● | * | * | * | ● | ● |  | ●
Sunell | Sunell SN-IPD56/41VDR/V |  |  | * | ● | * | * | * | ● | ● | * | *
Sunell | Sunell SN-IPR54/03AQDN |  |  | * | ● | * | * | * | ● | ● | * | * | [5 empty] | v3.3.0806.1003.155.0.70.2.3
Sunell | Sunell SN-IPR54/04AEDR/B(II) |  |  | * | ● | * | * | * | ● | ● | * | * | [5 empty] | v3.3.0806.1003.155.0.70.2.3
Sunell | Sunell SN-IPR54/04BGDN/M(II) |  |  | * | ● | * | * | * | ● | ● | * | * | [5 empty] | v3.3.0806.1003.155.0.70.2.3
Sunell | Sunell SN-IPR54/04BGDN/M(II) |  |  | * | ● | * | * | * | ● | ● |  | *
Sunell | Sunell SN-IPR54/11AKDN |  |  | * | ● | * | * | * | ● | ● |  | *
Sunell | Sunell SN-IPR54/11ALDN |  |  | * | ● | * | * | * | ● | ● |  | *
Sunell | Sunell SN-IPR54/11APDN |  |  | * | ● | * | * | * | ● | ● |  | ●
Sunell | Sunell SN-IPR54/12AKDN |  |  | * | ● | * | * | * | ● | ● |  | ●
Sunell | Sunell SN-IPR54/14AKDN |  |  | * | ● | * | * | * | ● | ● |  | ●
Sunell | Sunell SN-IPR54/14AKDN/M(III) |  |  | * | ● | * | * | * | ● | ● |  | ● | [5 empty] | v1.7.1001.3.0.13
Sunell | Sunell SN-IPR54/14ALDN |  |  | * | ● | * | * | * | ● | ● |  | ●
Sunell | Sunell SN-IPR54/14APDN |  |  | * | ● | * | * | * | ● | ● |  | ●
Sunell | Sunell SN-IPR54/14APDN/M(III) |  |  | * | ● | * | * | * | ● | ● |  | ●
Sunell | Sunell SN-IPR54/31AKDN |  |  | * | ● | * | * | * | ● | ● |  | ●
Sunell | Sunell SN-IPR54/31APDN |  |  | * | ● | * | * | * | ● | ● |  | *
Sunell | Sunell SN-IPR54/40AKDN |  |  | * | ● | * | * | * | ● | ● |  | ●
Sunell | Sunell SN-IPR54/40APDN |  |  | * | ● | * | * | * | ● | ● |  | ● | [5 empty] | v2.0.0702.1002.3.0.119.0.0
Sunell | Sunell SN-IPR55/10AKDN |  |  | * | ● | * | ● | ● | ● | ● |  | ● |  |  |  |  | Moving Speed(PTZ) | v1.8.1001.3.0.11
Sunell | Sunell SN-IPR55/20AKDN |  |  | * | ● | * | ● | ● | ● | ● |  | ● |  |  |  |  | Moving Speed(PTZ) | v1.8.1001.3.0.12
Sunell | Sunell SN-IPR56/41APDN/M |  |  | * | ● | * | ● | ● | ● | ● |  | ● |  |  |  |  | Moving Speed(PTZ) | v1.8.1001.3.0.13
Sunell | Sunell SN-IPR57/41AKDN/Z |  |  | * | ● | * | ● | ● | ● | ● |  | ● |  |  |  |  | Moving Speed(PTZ) | v1.8.1001.3.0.14
Sunell | Sunell SN-IPR57/41APDN/Z |  |  | * | ● | * | * | * | ● | ● | * | *
Sunell | Sunell SN-IPS54/70DN |  |  | * | ● | * | * | * | ● | ● |  | *
Sunell | Sunell SN-IPS54/70DR |  |  | * | ● | * | * | * | ● | ● |  | *
Sunell | Sunell SN-IPS54/80DN |  |  | * | ● | * | * | * | ● | ● |  | *
Sunell | Sunell SN-IPS54/80DR |  |  | * | ● | * | * | * | ● | ● |  | *
Sunell | Sunell SN-IPS56/30CDR/ZSD12/WO |  |  | * | ● | * | * | * | ● | ● | * | *
Sunell | Sunell SN-IPS57/21BDR/ZSC30/12 |  |  | * | ● | ● | ● | ● | ● | ● | ● | ● |  |  |  |  | Moving Speed(PTZ) | t3.5.0804.1004.3.0.31.9.0
Sunell | Sunell SN-IPS57/21BDR/ZSC30/WO |  |  | * | ● | * | * | * | ● | ● |  | ●
Sunell | Sunell SN-IPS57/30BDR/ZSD |  |  | * | ● | * | * | * | ● | ● |  | ●
Sunell | Sunell SN-IPS57/30BDR/ZSD30/11 |  |  | * | ● | ● | ● | ● | ● | ● | ● | ●
Sunell | Sunell SN-IPS57/30BDR/ZSD30/12 |  |  | * | ● | * | * | * | ● | ● |  | ●
Sunell | Sunell SN-IPV54/03ZDR |  |  | * | ● | * | * | * | ● | ● |  | ● | [5 empty] | v1.8.1001.3.0.11
Sunell | Sunell SN-IPV54/04ZDR/B |  |  | * | ● | * | * | * | ● | ● | ● | ● | [5 empty] | v3.3.0801.1003.155.0.72.2.3
Sunell | Sunell SN-IPV54/11UDN |  |  | * | ● | * | * | * | ● | ● | ● | ● | [5 empty] | v3.3.0801.1003.155.0.72.2.3
Sunell | Sunell SN-IPV54/11UDR |  |  | * | ● | * | * | * | ● | ● | ● | ● | [5 empty] | v3.3.0801.1003.155.0.72.2.3
Sunell | Sunell SN-IPV54/11WDN |  |  | * | ● | * | * | * | ● | ● | ● | ● | [5 empty] | v3.3.0801.1003.155.0.72.2.3
Sunell | Sunell SN-IPV54/11WDR |  |  | * | ● | * | * | * | ● | ● | ● | ● | [5 empty] | v3.3.0801.1003.155.0.72.2.3
Sunell | Sunell SN-IPV54/11ZDR |  |  | * | ● | * | * | * | ● | ● |  | ●
Sunell | Sunell SN-IPV54/12UDN |  |  | * | ● | * | * | * | ● | ● |  | ●
Sunell | Sunell SN-IPV54/12UDR |  |  | * | ● | * | * | * | ● | ● | * | ● | [5 empty] | v1.8.1001.3.0.11
Sunell | Sunell SN-IPV54/14UDN |  |  | * | ● | * | * | * | ● | ● |  | ●
Sunell | Sunell SN-IPV54/14UDR |  |  | * | ● | * | * | * | ● | ● |  | ●
Sunell | Sunell SN-IPV54/14UDR/M(III) |  |  | * | ● | * | * | * | ● | ● |  | ●
Sunell | Sunell SN-IPV54/14WDN |  |  | * | ● | * | * | * | ● | ● |  | ●
Sunell | Sunell SN-IPV54/14WDR |  |  | * | ● | * | * | * | ● | ● | * | ●
Sunell | Sunell SN-IPV54/14ZDR |  |  | * | ● | * | * | * | ● | ● |  | ●
Sunell | Sunell SN-IPV54/31UDN |  |  | * | ● | * | * | * | ● | ● |  | ●
Sunell | Sunell SN-IPV54/31UDR |  |  | * | ● | * | * | * | ● | ● |  | ●
Sunell | Sunell SN-IPV54/31WDN |  |  | * | ● | * | * | * | ● | ● |  | ●
Sunell | Sunell SN-IPV54/31WDR |  |  | * | ● | * | * | * | ● | ● |  | *
Sunell | Sunell SN-IPV54/31ZDR |  |  | * | ● | * | * | * | ● | ● |  | ●
Sunell | Sunell SN-IPV54/40UDN |  |  | * | ● | * | * | * | ● | ● |  | ● | [5 empty] | v2.0.0703.1002.3.0.125.0.0
Sunell | Sunell SN-IPV54/40UDR |  |  | * | ● | * | * | * | ● | ● | ● | ● | [5 empty] | v3.3.0703.1002.155.0.69.1.5
Sunell | Sunell SN-IPV54/40WDN |  |  | * | ● | * | ● | ● | ● | ● | ● | ● |  |  |  |  | Moving Speed(PTZ)
Sunell | Sunell SN-IPV54/40WDR |  |  | * | ● | * | ● | ● | ● | ● | ● | ● |  |  |  |  | Moving Speed(PTZ) | v3.4.0804.1003.3.0.88.1.1
Sunell | Sunell SN-IPV55/10UDR |  |  | * | ● | * | * | ● | ● | ● | ● | ● | [5 empty] | v3.4.0804.1003.3.0.88.1.1
Sunell | Sunell SN-IPV55/20UDR |  |  | * | ● | * | * | * | ● | ● | * | ●
Sunell | Sunell SN-IPV56/60HDR | ⓟⓒ |  | * | ● | * | * | ● | ● | ● | * | ●
Sunell | Sunell SN-IPV56/60HDR/B |  |  | * | ● | * | * | * | ● | ● | * | ●
Sunell | Sunell SN-IIPV57/41CMDR/Z/23 |  |  | * | ● | ● | * | ● | ● | ● | ● | ● | [5 empty] | t3.5.0804.1004.3.0.31.9.0
Sunell | Sunell SN-IPR57/80AKDN/Z |  |  | * | ● | * | * | * | ● | ● | * | ●
Sunell | Sunell SN-IPV57/41CMDR/Z |  |  | * | ● | * | * | * | ● | ● | * | ●
Sunell | Sunell SN-IPV57/41UDR/Z |  |  | * | ● | ● | * | * | ● | ● | ● | ●
Sunell | Sunell SN-IPR57/80AKDN/Z/13 |  |  | * | ● | ● | * | * | ● | ● | * | ●
Sunell | Sunell SN-IPV57/80HDR/28 | ⓟⓒⓢ |  | * | ● | ● | * | * | * | ● | ● | ● | [5 empty] | t3.5.0807.1004.3.0.31.1.0
Sunell | Sunell Video Server
Sunell | Sunell SN-VSR54/04 |  |  |  | ● | * | * | * | ● | ● |  | ●
SUNMORE | (DIGIEVER NVR supports SUNMORE cameras with ONVIF)
SUNMORE | SUNMORE 2N7-293OA440W20 |  | * | * | ● | * | * | * | ● | ● | * | * | * |  |  |  |  | 2.21.2 *Model Name will show ST-293_OGA after adding through ONVIF
Surveon | (DIGIEVER NVR supports Surveon cameras with ONVIF)
Surveon | Surveon CAM1200 |  |  | * | ● | * | * | * | ● |  |  | ●
Surveon | Surveon CAM1201 |  |  | * | ● | * | * | * | ● |  |  | ●
Surveon | Surveon CAM1300 |  |  | * | ● | * | * | * | ● |  |  | ●
Surveon | Surveon CAM1301 |  |  | * | ● | * | * | * | ● |  |  | ●
Surveon | Surveon CAM1320 |  |  | * | ● | * | * | * | ● |  | * | *
Surveon | Surveon CAM2301A |  |  |  | ● | * | * | * | ● |  |  | ●
Surveon | Surveon CAM2311 |  |  |  | ● | * | * | * | ● |  |  | ●
Surveon | Surveon CAM2321 |  |  |  | ● | * | * | * | ● |  |  | ●
Surveon | Surveon CAM2331 |  |  |  | ● | * | * | * | ● |  |  | ●
Surveon | Surveon CAM2331P |  |  |  | ● | * | * | * | ● |  |  | ●
Surveon | Surveon CAM2441 |  |  |  | ● | * | * | * | ● |  |  | ●
Surveon | Surveon CAM2511 |  |  |  | ● | * | * | * | ● |  |  | ●
Surveon | Surveon CAM3351 |  |  |  | ● | * | * | * | ● |  | * | *
Surveon | Surveon CAM3361 |  |  |  | ● | * | * | * | ● |  | * | *
Surveon | Surveon CAM3371 |  |  |  | ● | * | * | * | ● |  | * | *
Surveon | Surveon CAM3471 |  |  |  | ● | * | * | * | ● |  | * | *
Surveon | Surveon CAM3571 |  |  |  | ● | * | * | * | ● |  | * | ●
Surveon | Surveon CAM4211 |  |  | * | ● | * | * | * | ● |  |  | ●
Surveon | Surveon CAM4221 |  |  | * | ● | * | * | * | ● |  |  | ●
Surveon | Surveon CAM4311 |  |  |  | ● | * | * | * | ● |  |  | ●
Surveon | Surveon CAM4321 |  |  |  | ● | * | * | * | ● |  |  | ●
Surveon | Surveon CAM4361 |  |  |  | ● | * | * | * | ● |  |  | ●
Surveon | Surveon CAM4371 |  |  |  | ● | * | * | * | ● |  |  | ●
Surveon | Surveon CAM4471 |  |  |  | ● | * | * | * | ● |  |  | ●
Surveon | Surveon CAM4571 |  |  |  | ● | * | * | * | ● |  |  | ●
Surveon | Surveon CAM7511 | ⓟ |  |  | ● | * | * | * | ● |  | * | ●
TOA | TOA cameras
TOA | TOA N-C3300F2 |  |  | * | ● | * | * | * | ● | ● | * | ● | ● |  |  |  |  | 1.1.2.0.31
TOA | TOA N-C5120-3 |  | ● | * | ● | ● | * | * | ● | ● (ONVIF) | ● (ONVIF) |  | ● |  |  |  | * | 1.6.1.4.124 Parameter Mode: Mode1: Stream1:H.264, Stream2: H.264 Mode2: Stream1: MJPEG, Stream2: H.264
TOA | TOA N-C5130 |  | ● | * | ● | ● | * | * | ● | ● | ● | ● (AAC) | ● |  |  |  | Trigger DO x 1
TOA | TOA N-C5130-3 |  | ● | * | ● | ● | * | * | ● | ● | ● | ● (AAC) | ● |  |  |  | Trigger DO x 1
TOA | TOA N-C5150 |  | ● | * | ● | ● | * | * | ● | ● (ONVIF) | ● (ONVIF) |  | ● |  |  |  | Trigger DO x 1 | 1.6.1.4.124 Parameter Mode: Mode1: Stream1:H.264, Stream2: H.264 Mode2: Stream1: MJPEG, Stream2: H.264
TOA | TOA N-C5150-3 |  | ● | * | ● | ● | * | * | ● | ● (ONVIF) | ● (ONVIF) |  | ● |  |  |  | Trigger DO x 1 | 1.6.1.4.124 Parameter Mode: Mode1: Stream1:H.264, Stream2: H.264 Mode2: Stream1: MJPEG, Stream2: H.264
TOA | TOA N-C5220-3 |  | ● | * | ● | ● | * | * | ● | ● (ONVIF) | ● (ONVIF) |  | ● |  |  |  | * | 1.6.1.4.124 Parameter Mode: Mode1: Stream1:H.264, Stream2: H.264 Mode2: Stream1: MJPEG, Stream2: H.264
TOA | TOA N-C5250R3 |  | ● | * | ● | ● | * | * | ● | ● (ONVIF) | ● (ONVIF) |  | ● |  |  |  | Trigger DO x 1 | 1.6.1.4.124 Parameter Mode: Mode1: Stream1:H.264, Stream2: H.264 Mode2: Stream1: MJPEG, Stream2: H.264
TOA | TOA N-C5230R3 |  | ● | * | ● | ● | * | * | ● | ● | ● | ● (AAC) | ● |  |  |  | Trigger DO x 1
TOA | TOA N-C5430R3 |  | ● | * | ● | ● | * | * | ● | ● | ● | ● (AAC) | ● |  |  |  | Trigger DO x 1
TOA | TOA N-C5830R3 |  | ● | * | ● | ● | * | * | ● | ● | ● | ● (AAC) | ● |  |  |  | Trigger DO x 1
TOA | TOA N-C5300-M |  | ● | * | ● | ● | * | * | ● | ● (ONVIF) | * | * | ● |  |  |  |  | 1.9.0.4.124 Parameter Mode: Mode1: Stream1:H.264, Stream2: H.264 Mode2: Stream1: MJPEG, Stream2: H.264
TOA | TOA N-C5305-M |  | ● | * | ● | ● | * | * | ● | ● (ONVIF) | * | * | ● |  |  |  |  | 1.9.0.4.124 Parameter Mode: Mode1: Stream1:H.264, Stream2: H.264 Mode2: Stream1: MJPEG, Stream2: H.264
TOA | TOA N-C5300F3-M |  | ● | * | ● | ● | * | * | ● | ● (ONVIF) | * | * | ● |  |  |  |  | 1.9.0.4.124 Parameter Mode: Mode1: Stream1:H.264, Stream2: H.264 Mode2: Stream1: MJPEG, Stream2: H.264
TOA | TOA N-C5305F3-M |  | ● | * | ● | ● | * | * | ● | ● (ONVIF) | * | * | ● |  |  |  |  | 1.9.0.4.124 Parameter Mode: Mode1: Stream1:H.264, Stream2: H.264 Mode2: Stream1: MJPEG, Stream2: H.264
TOA | TOA N-C5420-3 |  | ● | * | ● | ● | * | * | ● | ● (ONVIF) | ● (ONVIF) |  | ● |  |  |  | * | 1.6.1.4.124 Parameter Mode: Mode1: Stream1:H.264, Stream2: H.264 Mode2: Stream1: MJPEG, Stream2: H.264
TOA | TOA N-C5430R3 |  | ● | * | ● | ● | * | * | ● | ● (ONVIF) | ● (ONVIF) | ● | ● |  |  |  | Trigger DO x 1 | 1.9.1.4.21 Parameter Mode: Mode1: Stream1:H.264, Stream2: H.264 Mode2: Stream1 MJPEG, Stream2: H.264
TOA | TOA N-C5450R3 |  | ● | * | ● | ● | * | * | ● | ● (ONVIF) | ● (ONVIF) |  | ● |  |  |  | Trigger DO x 1 | 1.4.1.4.161 1.6.1.4.124 1.6.2.4.131 Parameter Mode: Mode1: Stream1:H.264, Stream2: H.264 Mode2: Stream1 MJPEG, Stream2: H.264
TOA | TOA N-C5500 |  | ● | * | ● | ● | * | * | ● | ● (ONVIF) | ● (ONVIF) |  | ● |  |  |  | Trigger DO x 1 | 1.6.1.4.124 Parameter Mode: Mode1: Stream1:H.264, Stream2: H.264 Mode2: Stream1: MJPEG, Stream2: H.264
TOA | TOA N-C5700 |  | ● | * | ● | ● | * | * | ● | ● (ONVIF) | ● (ONVIF) |  | ● |  |  |  | Trigger DO x 1 | 1.4.1.4.161 1.6.1.4.124 Parameter Mode: Mode1: Stream1:H.264, Stream2: H.264 Mode2: Stream1: MJPEG, Stream2: H.264
TOA | TOA N-C5700A |  | ● | * | ● | ● | ● | ● | ● | ● (ONVIF) | ●X3 (ONVIF) | ● | ● |  |  |  | Trigger DO x 1 | 1.4.1.4.161 1.6.1.4.124 1.9.3.4.62 Parameter Mode: Mode1: Stream1:H.264, Stream2: H.264 Mode2: Stream1: MJPEG, Stream2: H.264
TOA | TOA N-C5820-3 |  | ● | * | ● | ● | * | * | ● | ● (ONVIF) | ● (ONVIF) |  | ● |  |  |  | * | 1.6.1.4.124 Parameter Mode: Mode1: Stream1:H.264, Stream2: H.264 Mode2: Stream1: MJPEG, Stream2: H.264
TOA | TOA N-C5830R3 |  | ● | * | ● | ● | * | * | ● | ● (ONVIF) | ● (ONVIF) | ● | ● |  |  |  | Trigger DO x 1 | 1.9.1.4.21 Mode1: Stream1:H.264, Stream2: H.264 Mode2: Stream1: MJPEG, Stream2: H.264
TOA | TOA N-C5850R3 |  | ● | * | ● | ● | * | * | ● | ● (ONVIF) | ● (ONVIF) | ● | ● |  |  |  | Trigger DO x 1 | 1.6.1.4.124 Parameter Mode: Mode1: Stream1:H.264, Stream2: H.264 Mode2: Stream1: MJPEG, Stream2: H.264
TOA | (DIGIEVER NVR supports TOA cameras with ONVIF)
TOA | TOA N-C3120-3 |  |  | * | ● | * | * | * | ● | ● | * | * | * |  |  |  |  | 1.3.0.534.284
TOA | TOA N-C5220-3 |  | * | * | ● |  | * | * | * | ● | * | * | [5 empty] | 1.0.0.1.347 *Support stream1 only due to camera performance limitation.
TOA | (DIGIEVER NVR supports TOA video server)
TOA | TOA N-V5020-1 |  | ● | * | ● | ● | * | * | ● | ● | ● | ● | * |  |  |  | Trigger DO x 2 | 1.7.1.4.84
| TOA V-V5050P1 |  | ● | * | ● | ● | * | * | ● | ● | ● | ● | * |  |  |  | Trigger DO x 2 | 1.7.1.4.84
(DIGIEVER NVR supports TOA IP Horn Speaker with ONVIF)
TOA | TOA Speaker camera: need to chose ONVIF at "Brand Option" when adding the camera to NVR, and the Brand Name will change to TOA automatically afterin adding the speaker
TOA | TOA IP-A1AF |  | * | * | * | * | * | * | * | * | * | * | ● |  |  |  | Audio Pattern 1~10 | 2.2.0
TOA | TOA IP-A1PC238 |  | * | * | * | * | * | * | * | * | * | * | ● |  |  |  | Audio Pattern 1~10 | 2.2.0
TOA | TOA IP-A1SC15 |  | * | * | * | * | * | * | * | * | * | * | ● |  |  |  | Audio Pattern 1~10 | 2.2.0
TOA | (DIGIEVER NVR supports TOA Gateway Unit
TOA | TOA IP-A1PG |  | * | * | * | * | * | * | * | * | * | * | * |  |  |  | Audio Channel 1~5 Pattern List 1~20 | 2.2.0
TAISEI | TAISEI cameras
TAISEI | TAISEI HI3516EV200_50H20AI_S38 |  | * | * | ● | ● | * | * | ● | * | * | * | * | * |  |  |  | V5.00.R02.J22559A7.10010.040400.0020000
TAISEI | TAISEI IPC_GK7205V200_G4F_S38 |  | * | * | ● | ● | * | * | ● | * | * | * | * | * |  |  |  | V5.00.R02.E73659N7.10010.140d00.0020000
TAKEX | TAKEX cameras
TAKEX | TAKEX NBC-130P |  | ● | ● | * | * | * | * | ● | ● | * | ●
TAKEX | TAKEX NCC-130P |  | ● | ● | * | * | * | * | ● | ● | * | *
TAKEX | TAKEX NCC-IR900HD |  |  | * | ● | * | * | * | ● | ● | * | ● | [5 empty] | TKK01.2.1582.84
TAKEX | TAKEX NHC-IR900HD |  |  | * | ● | * | * | * | ● | ● | * | ● | [5 empty] | TKK01.2.1553.84
TAKEX | TAKEX NOC-130P |  | ● | ● | * | * | * | * | ● | ● | * | *
TAKEX | TAKEX N-PTZ910HD |  |  | * | ● | * | ● | ● | ● | ● | * | ● | [5 empty] | TKK01.2.6608.84
TAKEX | TAKEX N-PTZ930HD |  |  | * | ● | * | ● | ● | ● | ● | * | ● | [5 empty] | TKK01.2.6608.84
TAKEX | TAKEX NSC-130 |  | ● | ● | * | * | * | * | ● | ● | * | ●
TAKEX | TAKEX NVC-IR900HD |  |  | * | ● | * | * | * | ● | ● | * | ● | [5 empty] | TKK01.2.1553.84
(DIGIEVER NVR supports TAKEX cameras with ONVIF)
TAKEX | TAKEX NCC-IR22T |  | * | * | ● | ● | * | ● | ● | ● | ● | * | * | * |  |  |  | 90100.1.0254.100 *Choose Brand Name "ONVIF" to add this camera
TANTOS | TANTOS cameras
TANTOS | TANTOS TSi-C111F |  | ● | ● | ● | * | * | * | ● | ● | ● | ●
TANTOS | TANTOS TSi-C111F Wi-Fi |  | ● | ● | ● | * | * | * | ● | ● | ● | ●
TANTOS | TANTOS TSi-C211F |  | ● | ● | ● | * | * | * | ● | ● | ● | ●
TANTOS | TANTOS TSi-C211F Wi-Fi |  | ● | ● | ● | * | * | * | ● | ● | ● | ●
TANTOS | TANTOS TSi-C311F |  | ● | ● | ● | * | * | * | ● | ● | ● | ●
TAIWAN BOSS | (DIGIEVER NVR supports TAIWAN BOSS cameras with ONVIF) |  |  |  |  | TAIWAN BOSS camera: need to chose ONVIF at "Brand Option" when adding the camera to NVR
TAIWAN BOSS | TAIWAN BOSS TWB-IPCSF50_C32e5 |  | * | * | ● | ● | * | * | ● | ● | ● | ● | * |  |  |  |  | TWB-IPCSF50_C32e5_V0_BU_STARC-H5 V3.0.5.7 build 2021-10-13 16:22:00 ONVIF:17.06
TAIWAN BOSS | TAIWAN BOSS TWB-IPCF40_C0 |  | * | * | ● | ● | * | * | ● | ● | ● | ● | * |  |  |  |  | TWB-IPCF40_C0_V0_BU_LIGHT V3.0.7.5 build 2022-04-25 11:56:41 ONVIF:17.06
TAIWAN BOSS | TAIWAN BOSS TWB-IPCF25_C2 |  | * | * | ● | ● | * | * | ● | ● | ● | ● | * |  |  |  |  | TWB-IPCF25_C2_V1_BU_LIGHT-H5 V3.0.5.7 build 2021-09-22 18:34:33 ONVIF:17.06
TECOM | TECOM NVR
TECOM | TECOM TE-NSD0A088-RFPE1-4 |  | * | * | ● | * | * | * | ● | * | * | ● | * | ● |  |  |  | V8.2.3.2-20230516
Tescom | Tescom cameras
Tescom | Tescom TNC-3000 |  |  | ● | ● | * | * | * | ●
Tescom | Tescom TNC-3030 |  |  | ● | ● | * | * | * | ●
Tescom | Tescom TNC-3100 |  |  | ● | ● | * | * | * | ●
Tescom | Tescom TNC-3200 |  |  | ● | ● | * | * | * | ●
Titanus | Titanus cameras
Titanus | Titanus IP-BT2061-P |  |  | * | ● | * | * | * | ● | ● |  | * | [5 empty] | Firmware Version : 2.0.1.19 Software Version : 4.1.0.5
Titanus | Titanus IP-DT2031 |  |  | * | ● | * | * | * | ● | ● |  | * | [5 empty] | Firmware Version : 2.0.1.19 Software Version : 4.1.0.5
Titanus | Titanus IPS-BS201B-P |  |  | * | ● | * |  |  | ● | ● | [7 empty] | v1.8.0801.1001.107.0.62.3.0
Titanus | Titanus IPS-BT132D-P |  |  | * | ● | * |  |  | ● | ● | [7 empty] | 6.8.3_20140407
Titanus | Titanus IPS-DS201A-P1 |  |  | * | ● | * |  |  | ● | ● | [7 empty] | v1.8.0801.1001.107.0.62.3.0
Titanus | Titanus IPS-DT132D-P |  |  | * | ● | * |  |  | ● | ● | [7 empty] | 6.8.3_20140407
Topica | Topica cameras
Topica | Topica TOP-108HMP |  | ● | ● | ● | * | * | * | ● | ● | * | ●
Topica | Topica TOP-311HMP |  | ● | ● | ● | * | * | * | ● | ● | * | ●
Topica | Topica TOP-312HMP |  | ● | ● | ● | * | * | * | ● | ● | * | ●
Topica | Topica TOP-767HMP-MIR |  | ● | ● | ● | * | * | * | ● | ● | ● | ●
Topica | Topica TOP-767HVP-MIR |  | ● | ● | ● | * | * | * | ● | ● | ● | ●
Topica | Topica TOP-777EMP |  | ● | ● | ● | * | * | * | ● | ● | * | ●
Topica | Topica TOP-777HMP |  | ● | ● | ● | * | * | * | ● | ● | * | ●
Topica | Topica TOP-878HMP-SD |  | ● | ● | ● | * | * | * | ● | ● | ● | ●
Topview | Topview camera
Topview | Topview A501DIZ-0309P |  | * | * | ● | * | * | ● | ● | ● | * | ●
Topview | Topview A501RZ-0309N |  |  | * | ● | * | * | ● | ● | ● | ● | ●
Topview | Topview A502DORZ-0309N |  |  | * | ● | * | * | ● | ● | ● | ● | ●
Topview | Topview A301SO-24N |  |  | * | ● | * | ● | ● | ● | ● | ● | ●
Topview | Topview BLT0830E-ORM0309 |  |  | * | ● | * | * | ● | ● | ● | ● | ● | [5 empty] | 01.06a
Topview | Topview DOM080E-ORM0309 |  |  | * | ● | * | * | ● | ● | ● | ● | ● | [5 empty] | 01.06a
Toshiba | (DIGIEVER NVR supports Toshiba cameras with ONVIF)
Toshiba | Toshiba CI8001-D |  |  | * | ● | * | * | * | ● | ● | ● | ●
Toshiba | Toshiba CI8101-D |  |  | * | ● | * | * | * | ● | ● | ● | ●
Toshiba | Toshiba CI8601-D |  |  | * | ● | * | * | * | ● | ● | ● | ●
Toshiba | (DIGIEVER NVR supports Toshiba cameras with Generic RTSP method)
Toshiba | URL |  | Generic RTSP
Toshiba | Toshiba LC-100
TriClouds | TriClouds cameras
TriClouds | TriClouds B0100 |  | ● | ● | ● | * | * | * | ● | ● | ● | ●
TriClouds | TriClouds B0100-W |  | ● | ● | ● | * | * | * | ● | ● | ● | ●
TriClouds | TriClouds B0131 |  | ● | ● | ● | * | * | * | ● | ● | ● | ●
TriClouds | TriClouds B0202 |  | ● | ● | ● | * | * | * | ● | ● | ● | ●
TriClouds | TriClouds B0300 |  | ● | ● | ● | * | * | * | ● | ● | ● | ●
TriClouds | TriClouds B0302 |  | ● | ● | ● | * | * | * | ● | ● | ● | ●
TriClouds | TriClouds B1100 |  | ● | ● | ● | * | * | * | ● | ● | * | ●
TriClouds | TriClouds B1100-p |  | ● | ● | ● | * | * | * | ● | ● | * | ●
TriClouds | TriClouds B1131 |  | ● | ● | ● | * | * | * | ● | ● | ● | ●
TriClouds | TriClouds B1202 |  | ● | ● | ● | * | * | * | ● | ● | ● | ●
TriClouds | TriClouds B1302 |  | ● | ● | ● | * | * | * | ● | ● | ● | ●
TriClouds | TriClouds C1100-W |  | ● | ● | ● | * | * | * | ● | ● | * | ●
TriClouds | TriClouds C2100 |  | ● | ● | ● | * | * | * | ● | ● | * | ●
TriClouds | TriClouds C2102 |  | ● | ● | ● | * | * | * | ● | ● | * | ●
TriClouds | TriClouds C2102-W |  | ● | ● | ● | * | * | * | ● | ● | * | ●
TriClouds | TriClouds C2202 |  | ● | ● | ● | * | * | * | ● | ● | * | ●
TriClouds | TriClouds C2202-W |  | ● | ● | ● | * | * | * | ● | ● | * | ●
TriClouds | TriClouds C2302 |  | ● | ● | ● | * | * | * | ● | ● | * | ●
TriClouds | TriClouds C2302-W |  | ● | ● | ● | * | * | * | ● | ● | * | ●
TriClouds | TriClouds C3033-W |  | ● | ● | ● | * | * | * | ● | ● | * | ●
TriClouds | TriClouds C3103-W |  | ● | ● | ● | * | * | * | ● | ● | * | ●
TriClouds | TriClouds C3133-W |  | ● | ● | ● | * | * | * | ● | ● | * | ●
TriClouds | TriClouds D0100 |  | ● | ● | ● | * | * | * | ● | ● | * | ●
TriClouds | TriClouds D1100 |  | ● | ● | ● | * | * | * | ● | ● | ● | ●
TriClouds | TriClouds D1130 |  | ● | ● | ● | * | * | * | ● | ● | ● | ●
TriClouds | TriClouds D1131 |  | ● | ● | ● | * | * | * | ● | ● | ● | ●
TriClouds | TriClouds D1202 |  | ● | ● | ● | * | * | * | ● | ● | ● | ●
TriClouds | TriClouds D1302 |  | ● | ● | ● | * | * | * | ● | ● | ● | ●
TriClouds | TriClouds D2100 |  | ● | ● | ● | * | * | * | ● | ● | ● | ●
TriClouds | TriClouds D2130 |  | ● | ● | ● | * | * | * | ● | ● | ● | ●
TriClouds | TriClouds D2202 |  | ● | ● | ● | * | * | * | ● | ● | ● | ●
TriClouds | TriClouds D2302 |  | ● | ● | ● | * | * | * | ● | ● | ● | ●
TriClouds | TriClouds GE-100-CB |  | ● | ● | ● | * | * | * | ● | ● | * | ●
TriClouds | TriClouds GP-100-CB |  | ● | ● | ● | * | * | * | ● | ● | * | ●
TriClouds | TriClouds M0202-BH01 |  | ● | ● | ● | * | * | * | ● | ● | ● | ●
TriClouds | TriClouds M0202-BH02 |  | ● | ● | ● | * | * | * | ● | ● | ● | ●
TriClouds | TriClouds M0202-BH03 |  | ● | ● | ● | * | * | * | ● | ● | ● | ●
TriClouds | TriClouds M0302-BH01 |  | ● | ● | ● | * | * | * | ● | ● | ● | ●
TriClouds | TriClouds M0302-BH02 |  | ● | ● | ● | * | * | * | ● | ● | ● | ●
TriClouds | TriClouds M0302-BH03 |  | ● | ● | ● | * | * | * | ● | ● | ● | ●
TriClouds | TriClouds M4202-DB02 |  | ● | ● | ● | * | * | * | ● | ● | ● | ●
TriClouds | TriClouds M4202-DB03 |  | ● | ● | ● | * | * | * | ● | ● | ● | ●
TriClouds | TriClouds M4302-DB02 |  | ● | ● | ● | * | * | * | ● | ● | ● | ●
TriClouds | TriClouds M4302-DB03 |  | ● | ● | ● | * | * | * | ● | ● | ● | ●
TriClouds | TriClouds M7202-DB03 |  | ● | ● | ● | * | * | * | ● | ● | ● | ●
TriClouds | TriClouds M7302-DB03 |  | ● | ● | ● | * | * | * | ● | ● | ● | ●
TriClouds | TriClouds P0132 |  | ● | ● | ● | * | * | * | ● | ● | ● | ●
TriClouds | TriClouds V0001 |  | ● | ● | ● | * | * | * | ● | ● | ● | ●
TriClouds | TriClouds V0001-p |  | ● | ● | ● | * | * | * | ● | ● | ● | ●
TriClouds | TriClouds WGE-100-CB |  | ● | ● | ● | * | * | * | ● | ● | * | ●
TVT | TVT cameras
TVT | TVT 9312M |  | * | * | ● | * | * | * | ● | ● | ● | ●
TVT | TVT 9322M |  | * | * | ● | * | * | * | ● | ● | ● | ●
TVT | TVT TD-9411E |  |  | * | ● | * | * | * | ● | ● | * | *
TVT | TVT TD-9411M |  | * | * | ● | * | * | * | ● | ● | * | ●
TVT | TVT TD-9411S |  |  | * | ● | * | * | * | ● | ● | * | *
TVT | TVT TD-9412E |  |  | * | ● | * | * | * | ● | ● | * | *
TVT | TVT TD-9412M |  | * | * | ● | * | * | * | ● | ● | * | ●
TVT | TVT TD-9413E |  |  | * | ● | * | * | * | ● | ● | * | *
TVT | TVT TD-9413M |  | * | * | ● | * | * | * | ● | ● | ● | ●
TVT | TVT TD-9414M |  | * | * | ● | * | * | * | ● | ● | ● | ●
TVT | TVT TD-9421E |  |  | * | ● | * | * | * | ● | ● | * | *
TVT | TVT TD-9422E |  |  | * | ● | * | * | * | ● | ● | * | *
TVT | TVT TD-9422M |  | * | * | ● | * | * | * | ● | ● | * | ●
TVT | TVT TD-9423M |  | * | * | ● | * | * | * | ● | ● | ● | ●
TVT | TVT TD-9424M |  | * | * | ● | * | * | * | ● | ● | ● | ●
TVT | TVT TD-9432E |  |  | * | ● | * | * | * | ● | ● | * | ●
TVT | TVT TD-9433T |  |  | * | ● | * | * | * | ● | ● | ● | ● | [5 empty] | 3.4.2
TVT | TVT TD-9511E |  |  | * | ● | * | * | * | ● | ● | * | * | [5 empty] | 3.4.2
TVT | TVT TD-9511M |  | * | * | ● | * | * | * | ● | ● | * | ●
TVT | TVT TD-9511S |  |  | * | ● | * | * | * | ● | ● | * | *
TVT | TVT TD-9513E |  |  | * | ● | * | * | * | ● | ● | * | *
TVT | TVT TD-9513M |  | * | * | ● | * | * | * | ● | ● | ● | ●
TVT | TVT TD-9514E |  |  |  | ● | * | * | * | ● | ● | ● | ● | [5 empty] | 3.4.2
TVT | TVT TD-9514S |  |  | * | ● | * | * | * | ● | ● | * | *
TVT | TVT TD-9515E |  |  | * | ● | * | * | * | ● | ● | * | *
TVT | TVT TD-9515M |  | * | * | ● | * | * | * | ● | ● | * | ●
TVT | TVT TD-9516S |  |  | * | ● | * | * | * | ● | ● | * | *
TVT | TVT TD-9521E |  |  | * | ● | * | * | * | ● | ● | * | *
TVT | TVT TD-9523E |  |  | * | ● | * | * | * | ● | ● | * | *
TVT | TVT TD-9523M |  | * | * | ● | * | * | * | ● | ● | ● | ●
TVT | TVT TD-9525 |  | * | * | ● | * | * | * | ● | ● | * | ●
TVT | TVT TD-9525E |  |  | * | ● | * | * | * | ● | ● | * | *
TVT | TVT TD-9525M |  | * | * | ● | * | * | * | ● | ● | * | ●
TVT | TVT TD-9531E |  |  | * | ● | * | * | * | ● | ● | * | *
TVT | TVT TD-9531T |  |  | * | ● | * | * | * | ● | ● | * | ●
TVT | TVT TD-9533E |  |  | * | ● | * | * | * | ● | ● | * | ●
TVT | TVT TD-9533T |  |  | * | ● | * | * | * | ● | ● | ● | ●
TVT | TVT TD-9535T |  |  | * | ● | * | * | * | ● | ● | * | ●
TVT | TVT TD-9620 |  | * | * | ● | * | * | * | ● | ● | ● | ●
TVT | TVT TD-9622 |  | * | * | ● | * | ● | ● | ● | ● | ● | ●
UDP | UDP cameras
UDP | UDP IPE3100-5101 |  |  |  | ● | * | * | * | ● | ● | * | ●
UDP | UDP IPE3500M-5111 |  |  | * | ● | * | * | * | ● | ● | ● | ●
UDP | UDP IPN3502HD-5211 |  |  | * | ● | * | * | * | ● | ● | * | ●
UDP | UDP IPX4202HD-6416-20 |  |  | * | ● | * | ● | ● | ● |  | ● | ●
Uniview | Uniview cameras
Uniview | Uniview IPC2322LB-ADZK-G |  | * | * | ● | ● | * | * | ● | ● | * | ● | * | * |  |  |  | DIPC-B1216.5.6.C00086.221215
Uniview | Uniview IPC312SB-ADF28K-I0 |  | * | * | ● | ● | * | * | ● | ● | * | ● | * | * |  |  |  | GIPC-B6202.7.12.C00065.230210
VERINT | (DIGIEVER NVR supports VERINT Video Server)
VERINT | VERINT S1970e-T | [16 empty] | 4.80s build 770 | X (HTTP/RTP/UDP + MJPG)
Videotec | (DIGIEVER NVR supports Videotec cameras with ONVIF)
Videotec | Videotec MAXIMUS MMX
Videotec | Videotec MMX2C0ZA |  |  |  | ● | * | * | ● | ● | ● | * | * | * |  |  |  |  | camera fw: 1.4.7 ONVIF fw: 2.05
Videotec | Videotec MMX2CAZA |  |  |  | ● | * | * | ● | ● | ● | * | * | * |  |  |  |  | camera fw: 1.4.7 ONVIF fw: 2.05
Videotec | Videotec MMX2CBZA |  |  |  | ● | * | * | ● | ● | ● | * | * | * |  |  |  |  | camera fw: 1.4.7 ONVIF fw: 2.05
Videotec | Videotec MMX2G0ZA |  |  |  | ● | * | * | ● | ● | ● | * | * | * |  |  |  |  | camera fw: 1.4.7 ONVIF fw: 2.05
Videotec | Videotec MMX2GAZA |  |  |  | ● | * | * | ● | ● | ● | * | * | * |  |  |  |  | camera fw: 1.4.7 ONVIF fw: 2.05
Videotec | Videotec MMX2GBZA |  |  |  | ● | * | * | ● | ● | ● | * | * | * |  |  |  |  | camera fw: 1.4.7 ONVIF fw: 2.05
ViDigi | ViDigi cameras
ViDigi | ViDigi S-1002f |  |  |  | ● | * | * | * | ● | * |  | ●
ViDigi | ViDigi S-2101 |  |  |  | ● | * | * | * | ● | * |  | ●
ViDigi | ViDigi S2103f |  |  |  | ● | * | * | * | ● | * |  | ●
ViDigi | ViDigi S2104v |  |  |  | ● | * | * | * | ● | * |  | ●
ViDigi | ViDigi S2105v |  |  |  | ● | * | * | * | ● | * |  | ●
ViDigi | ViDigi S2106v |  |  |  | ● | * | * | * | ● | * |  | ●
ViDigi | ViDigi S3001 |  |  |  | ● | * | * | * | ● | * |  | ●
VISEO | VISEO cameras
VISEO | VISEO VIB6446 |  |  |  | ● | * | * | * | ● | ● | * | ● | [5 empty] | *To enable motion detection, plz set up on both NVR and camera.
VISEO | VISEO VIB6447 |  |  |  | ● | * | * | * | ● | ● | * | ● | [5 empty] | *To enable motion detection, plz set up on both NVR and camera.
VISEO | VISEO VIB7446 |  |  |  | ● | * | * | * | ● | ● | * | ● | [5 empty] | *To enable motion detection, plz set up on both NVR and camera.
VISEO | VISEO VIB7447 |  |  |  | ● | * | * | * | ● | ● | * | ● | [5 empty] | *To enable motion detection, plz set up on both NVR and camera.
VISEO | VISEO VID5043 |  |  |  | ● | * | * | * | ● | ● | * | ● | [5 empty] | *To enable motion detection, plz set up on both NVR and camera.
VISEO | VISEO VID5446 |  |  |  | ● | * | * | * | ● | ● | * | ● | [5 empty] | *To enable motion detection, plz set up on both NVR and camera.
VISEO | VISEO VID5447 |  |  |  | ● | * | * | * | ● | ● | * | ● | [5 empty] | *To enable motion detection, plz set up on both NVR and camera.
VISEO | VISEO VID5644 |  |  |  | ● | * | * | * | ● | ● | * | ● | [5 empty] | *To enable motion detection, plz set up on both NVR and camera.
VISEO | VISEO VID6043 |  |  |  | ● | * | * | * | ● | ● | * | ● | [5 empty] | *To enable motion detection, plz set up on both NVR and camera.
VISEO | VISEO VID6644 |  |  |  | ● | * | * | * | ● | ● | * | ● | [5 empty] | *To enable motion detection, plz set up on both NVR and camera.
VISEO | VISEO VID7043 |  |  |  | ● | * | * | * | ● | ● | * | ● | [5 empty] | *To enable motion detection, plz set up on both NVR and camera.
VISEO | VISEO VID7644 |  |  |  | ● | * | * | * | ● | ● | * | ● | [5 empty] | *To enable motion detection, plz set up on both NVR and camera.
VIVOTEK | VIVOTEK cameras
VIVOTEK | VIVOTEK AB5353H |  | ● | ● | ● | * | * | * | ● | ● | ● | ● | *
VIVOTEK | VIVOTEK AD5196 |  | ● | * | ● | * | * | * | ● | ● | * | * | * |  |  |  |  | 0100f
VIVOTEK | VIVOTEK AF5127 |  | ● | ● | ● | * | ● | ● | ● | ● | ● | ● | *
VIVOTEK | VIVOTEK AF5127V | ⓟⓢ | ● | ● | ● | * | ● | ● | ● | ● | ● | ● | *
VIVOTEK | VIVOTEK AF5147V | ⓟⓒⓢ | ● | ● | ● | * | * | * | ● | ● | ● | ● | * |  |  |  |  | 0100c
VIVOTEK | VIVOTEK AS5336E |  | ● | ● | ● | * | ● | ● | ● | ● | ● | ● | *
VIVOTEK | VIVOTEK BB5116 |  | ● | ● | ● | * | ● | ● | ● | ● | ● | ● | *
VIVOTEK | VIVOTEK BB5315 |  | ● | ● | ● | * | * | * | ● | ● | ● | ● | *
VIVOTEK | VIVOTEK BD5115 |  | ● | ● | ● | * | * | * | ● | ● | ● | ● | *
VIVOTEK | VIVOTEK BD5336 |  | ● | ● | ● | * | ● | ● | ● | ● | ● | ● | *
VIVOTEK | VIVOTEK BS5332E |  | ● | ● | ● | * | ● | ● | ● | ● | ● | ● | *
VIVOTEK | VIVOTEK CC8130 |  | ● | * | ● | * | * | * | ● | ● | ● | ● | * |  |  |  |  | 0201a
VIVOTEK | VIVOTEK CC8130(HS) |  | ● | * | ● | * | * | * | ● | ● | ● | ● | * |  |  |  |  | 0201a
VIVOTEK | VIVOTEK CC8160 |  | ● | * | ● | * | * | * | ● | ● | * | ● | * |  |  |  |  | 0113a
VIVOTEK | VIVOTEK CC8370-HV | ⓟⓢ | ● | * | ● | * | * | * | ● | ● | * | ● | * |  |  |  |  | 0113a
VIVOTEK | VIVOTEK CC8371-HV |  | ● | * | ● | * | * | * | ● | ● | ● | ● | ● |  |  |  |  | 0113a
VIVOTEK | VIVOTEK CC9381-HV |  | ● | * | ● | ● | * | * | ● | ● | * | ● | * |  |  |  |  | 0113a
VIVOTEK | VIVOTEK CD8371-HNTV |  | ● | * | ● | * | * | * | ● | ● | ● | ● | ● |  |  |  |  | 0113a
VIVOTEK | VIVOTEK CD8371-HNVF2 |  | ● | * | ● | * | * | * | ● | ● | ● | ● | ● |  |  |  |  | 0113a
VIVOTEK | VIVOTEK CD9381-HNTV |  | ● | * | ● | * | * | * | ● | ● | ● | ● | ● |  |  | ● |  | 1.2201.37.01g
VIVOTEK | VIVOTEK CD9381-HNVF2 |  | ● | * | ● | * | * | * | ● | ● | ● | ● | ● |  |  | ● |  | 1.2201.37.01g
VIVOTEK | VIVOTEK FD7131 |  | ● | ● | * | * | * | ● | ● | ● | ● | ● | ●
VIVOTEK | VIVOTEK FD7141 |  | ● | ● | * | * | * | * | ● | ● | ● | ● | ● |  |  |  |  | 0100g
VIVOTEK | VIVOTEK FD8131 |  | ● | ● | ● | * | * | * | ● | ● | ● | * | *
VIVOTEK | VIVOTEK FD8131V |  | ● | ● | ● | * | * | ● | ● | ● | * | * | *
VIVOTEK | VIVOTEK FD8133 |  | ● | ● | ● | * | * | * | ● | ● | ● | * | *
VIVOTEK | VIVOTEK FD8133V |  | ● | ● | ● | * | * | * | ● | ● | ● | * | *
VIVOTEK | VIVOTEK FD8134 |  | ● | ● | ● | * | * | * | ● | ● | ● | * | *
VIVOTEK | VIVOTEK FD8134-SS |  | ● | ● | ● | * | * | * | ● | ● | * | * | *
VIVOTEK | VIVOTEK FD8134V |  | ● | ● | ● | * | * | * | ● | ● | ● | * | *
VIVOTEK | VIVOTEK FD8135H |  | ● | ● | ● | * | ● | ● | ● | ● | ● | ● | ●
VIVOTEK | VIVOTEK FD8136 |  | ● | ● | ● | * | * | * | ● | ● | ● | ● | *
VIVOTEK | VIVOTEK FD8137H |  | ● | * | ● | * |  | ● | ● | ● | ● | ● | *
VIVOTEK | VIVOTEK FD8137HV |  | ● | * | ● | * | * | ● | ● | ● | ● | ● | *
VIVOTEK | VIVOTEK FD8138H |  | ● | * | ● | * | * | * | ● | ● | ● | ● | * |  |  |  |  | 0100e
VIVOTEK | VIVOTEK FD8151V |  | ● | * | ● | * | * | * | ● | ● | ● | ● | *
VIVOTEK | VIVOTEK FD8152V |  | ● | * | ● | * | * | * | ● | ● | ● | ● | *
VIVOTEK | VIVOTEK FD8154 |  | ● | * | ● | * | * | * | ● | ● | ● | ● | * |  |  |  |  | 0201a
VIVOTEK | VIVOTEK FD8154V |  | ● | * | ● | * | * | * | ● | ● | ● | ● | * |  |  |  |  | 0201a
VIVOTEK | VIVOTEK FD8161 |  | ● | ● | ● | * | ● | ● | ● | ● | ● | ● | ●
VIVOTEK | VIVOTEK FD8162 |  | ● | ● | ● | * | * | * | ● | ● | ● | ● | ●
VIVOTEK | VIVOTEK FD8163 |  | ● | ● | ● | * | ● | ● | ● | ● | ● | ● | ●
VIVOTEK | VIVOTEK FD8164 |  | ● | * | ● | * | * | * | ● | ● | ● | ● | * |  |  |  |  | 0100d
VIVOTEK | VIVOTEK FD8164V |  | ● | * | ● | * | * | * | ● | ● |  | ● | *
VIVOTEK | VIVOTEK FD8166 |  | ● | * | ● | * | ● | ● | ● | ● | ● | ● | *
VIVOTEK | VIVOTEK FD8166A |  | ● | * | ● | * | * | * | ● | ● | ● | ● | * |  |  |  |  | 0113a
VIVOTEK | VIVOTEK FD8166A-N |  | ● | * | ● | * | * | * | ● | ● | * | ● | * |  |  |  |  | 0113a
VIVOTEK | VIVOTEK FD8167 |  | ● | * | ● | * | * | * | ● | ● | ● | ● | ●
VIVOTEK | VIVOTEK FD8167A |  | ● | * | ● | * | * | * | ● | ● | * | * | * |  |  |  |  | 0113a
VIVOTEK | VIVOTEK FD8167A-S |  | ● | * | ● | * | * | * | ● | ● | * | * | * |  |  |  |  | 0113a
VIVOTEK | VIVOTEK FD8167-T |  | ● | * | ● | * | * | * | ● | ● | ● | ● | ● |  |  |  |  | 0100f
VIVOTEK | VIVOTEK FD8169 |  | ● | * | ● | * | * | * | ● | ● | * | * | * |  |  |  |  | 0100f
VIVOTEK | VIVOTEK FD8169A |  | ● | * | ● | * | * | * | ● | ● | * | * | * |  |  |  |  | 0113a
VIVOTEK | VIVOTEK FD8169A-S |  | ● | * | ● | * | * | * | ● | ● | * | * | * |  |  |  |  | 0113a
VIVOTEK | VIVOTEK FD816BA-HF2 |  | ● | * | ● | * | * | * | ● | ● | ● | ● | ● |  |  |  |  | 0113a
VIVOTEK | VIVOTEK FD816BA-HT |  | ● | * | ● | * | * | * | ● | ● | ● | ● | ● |  |  |  |  | 0113a
VIVOTEK | VIVOTEK FD816B-HF2 |  | ● | * | ● | * | * | * | ● | ● | ● | ● | ● |  |  |  |  | 0113a
VIVOTEK | VIVOTEK FD816B-HT |  | ● | * | ● | * | * | * | ● | ● | ● | ● | ● |  |  |  |  | 0113a
VIVOTEK | VIVOTEK FD816C-HF2 |  | ● | * | ● | * | * | * | ● | ● | * | ● | * |  |  |  |  | 0113a
VIVOTEK | VIVOTEK FD8171 |  | ● | ● | ● | * | * | * | ● | ● | ● | ● | ●
VIVOTEK | VIVOTEK FD8177-H |  | ● | * | ● | * | * | * | ● | ● | * | ● | * |  |  |  |  | 0113a
VIVOTEK | VIVOTEK FD8177-HT |  | ● | * | ● | * | * | * | ● | ● | ● | ● | ● |  |  |  |  | 0113a
VIVOTEK | VIVOTEK FD8179-H |  | ● | * | ● | * | * | * | ● | ● | * | ● | * |  |  |  |  | 0113a
VIVOTEK | VIVOTEK FD8181 |  | ● | * | ● | * | * | * | ● | ● |  | ● | ● |  |  |  |  | 0101c
VIVOTEK | VIVOTEK FD8182-F1 |  | ● | * | ● | * | * | * | ● | ● | ● | ● | ● |  |  |  |  | 0113a
VIVOTEK | VIVOTEK FD8182-F2 |  | ● | * | ● | * | * | * | ● | ● | ● | ● | ● |  |  |  |  | 0113a
VIVOTEK | VIVOTEK FD8182-T |  | ● | * | ● | * | * | * | ● | ● | ● | ● | ● |  |  |  |  | 0113a
VIVOTEK | VIVOTEK FD8335H |  | ● | ● | ● | * | * | * | ● | ● | ● | ● | ●
VIVOTEK | VIVOTEK FD8338HV |  | ● | * | ● | * | * | * | ● | ● | ● | ● | * |  |  |  |  | 0100d
VIVOTEK | VIVOTEK FD8355EHV |  | ● | * | ● | * | * | ● | ● | ● | ● | ● | ●
VIVOTEK | VIVOTEK FD8361 |  | ● | ● | ● | * | * | * | ● | ● | ● | ● | ●
VIVOTEK | VIVOTEK FD8361L |  | ● | ● | ● | * | * | * | ● | * | * | ● | ●
VIVOTEK | VIVOTEK FD8362 |  | ● | ● | ● | * | * | * | ● | ● | ● | ● | ●
VIVOTEK | VIVOTEK FD8362E |  | ● | ● | ● | * | * | * | ● | ● | ● | ● | ●
VIVOTEK | VIVOTEK FD8363 |  | ● | ● | ● | * | * | * | ● | ● | ● | ● | ●
VIVOTEK | VIVOTEK FD8365EHV |  | ● | * | ● | * | * | * | ● | ● | ● | ● | ●
VIVOTEK | VIVOTEK FD8365HV |  | ● | * | ● | * | * | * | ● | ● | ● | ● | ●
VIVOTEK | VIVOTEK FD8366-V |  | ● | * | ● | * | * | * | ● | ● | ● | ● | * |  |  |  |  | 0113a
VIVOTEK | VIVOTEK FD8367A |  | ● | * | ● | * | * | * | ● | ● | * | * | * |  |  |  |  | 0200a_7
VIVOTEK | VIVOTEK FD8367A-V |  | ● | * | ● | * | * | * | ● | ● |  | ● | * |  |  |  |  | 0113a
VIVOTEK | VIVOTEK FD8367-TV |  | ● | * | ● | * | * | * | ● | ● | ● | ● | ● |  |  |  |  | 0100d
VIVOTEK | VIVOTEK FD8367V |  | ● | * | ● | * | * | * | ● | ● | * | * | * |  |  |  |  | 0200a_7
VIVOTEK | VIVOTEK FD8369A-V |  | ● | * | ● | * | * | * | ● | ● | ● | ● | * |  |  |  |  | 0113a
VIVOTEK | VIVOTEK FD836BA-EHTV |  | ● | * | ● | * | * | * | ● | ● | ● | ● | ● |  |  |  |  | 0113a
VIVOTEK | VIVOTEK FD836BA-EHVF2 |  | ● | * | ● | * | * | * | ● | ● | ● | ● | ● |  |  |  |  | 0113a
VIVOTEK | VIVOTEK FD836BA-HTV |  | ● | * | ● | * | * | * | ● | ● | ● | ● | ● |  |  |  |  | 0113a
VIVOTEK | VIVOTEK FD836BA-HVF2 |  | ● | * | ● | * | * | * | ● | ● | ● | ● | ● |  |  |  |  | 0113a
VIVOTEK | VIVOTEK FD836B-EHTV |  | ● | * | ● | * | * | * | ● | ● | ● | ● | ● |  |  |  |  | 0113a
VIVOTEK | VIVOTEK FD836B-EHVF2 |  | ● | * | ● | * | * | * | ● | ● | ● | ● | ● |  |  |  |  | 0113a
VIVOTEK | VIVOTEK FD836B-HTV |  | ● | * | ● | * | * | * | ● | ● | ● | ● | ● |  |  |  |  | 0113a
VIVOTEK | VIVOTEK FD836B-HVF2 |  | ● | ● | ● | * | * | ● | ● | ● | ● | ● | ● |  |  |  |  | 0113a
VIVOTEK | VIVOTEK FD8371EV |  | ● | ● | ● | * | * | ● | ● | ● | ● | ● | ●
VIVOTEK | VIVOTEK FD8371V |  | ● | ● | ● | * | * | * | ● | ● | ● | ● | ●
VIVOTEK | VIVOTEK FD8372 |  | ● | * | ● | * | * | * | ● | ● | ● | ● | ●
VIVOTEK | VIVOTEK FD8373 |  | ● | * | ● | * | * | * | ● | ● | ● | ● | *
VIVOTEK | VIVOTEK FD8373-EHV |  | ● | * | ● | * | * | * | ● | ● | * | ● | ●
VIVOTEK | VIVOTEK FD8377-EHTV |  | ● | * | ● | * | * | * | ● | ● | ● | ● | ● |  |  |  |  | 0113a
VIVOTEK | VIVOTEK FD8377-HTV |  | ● | * | ● | * | * | * | ● | ● | ● | ● | ● |  |  |  |  | 0113a
VIVOTEK | VIVOTEK FD8377-HV |  | ● | * | ● | * | ● | ● | ● | ● | * | * | * |  |  |  |  | 0113a
VIVOTEK | VIVOTEK FD8379-HV |  | ● | * | ● | * | * | * | ● | ● | ● | ● | * |  |  |  |  | 0113a
VIVOTEK | VIVOTEK FD8381-EV |  | ● | * | ● | * | * | * | ● | ● | ● | ● | ● |  |  |  |  | 0100x_2_20
VIVOTEK | VIVOTEK FD8382-ETV |  | ● | * | ● | * | * | * | ● | ● | ● | ● | ● |  |  |  |  | 0113a
VIVOTEK | VIVOTEK FD8382-EVF2 |  | ● | * | ● | * | * | * | ● | ● | ● | ● | ● |  |  |  |  | 0113a
VIVOTEK | VIVOTEK FD8382-TV |  | ● | * | ● | * | * | * | ● | ● | ● | ● | ● |  |  |  |  | 0113a
VIVOTEK | VIVOTEK FD8382-VF2 |  | ● | * | ● | * | * | * | ● | ● | ● | ● | ● |  |  |  |  | 0113a
VIVOTEK | VIVOTEK FD9165-HT |  | ● | * | ● | ● | * | * | ● | ● | ● | ● | ● |  |  |  |  | 0113d
VIVOTEK | VIVOTEK FD9165-HT-A |  | ● | * | ● | ● | * | * | ● | ● | ● | ● | ●
VIVOTEK | VIVOTEK FD9166-HN |  | ● | * | ● | ● | * | * | ● | ● | ● | ● | * |  |  |  |  | 0222g
VIVOTEK | VIVOTEK FD9167-H |  | ● | * | ● | ● | * | * | ● | ● | ● | ● | ● |  |  |  |  | 0113a
VIVOTEK | VIVOTEK FD9167-HT |  | ● | * | ● | ● | * | * | ● | ● | ● | ● | ● |  |  |  |  | 0113a
VIVOTEK | VIVOTEK FD9171-HT |  | ● | * | ● | * | * | * | ● | ● | ● | ● | ● |  |  |  |  | 0113a
VIVOTEK | VIVOTEK FD9181-HT |  | ● | * | ● | ● | * | * | ● | ● | ● | ● | ● |  |  |  |  | 0113a
VIVOTEK | VIVOTEK FD9187-H |  | ● | * | ● | ● | * | * | ● | ● | ● | ● | ● |  |  |  |  | 0113d
VIVOTEK | VIVOTEK FD9187-HT |  | ● | * | ● | ● | * | * | ● | ● | ● | ● | ● |  | 9 |  |  | 0113d
VIVOTEK | VIVOTEK FD9187-HT-A |  | ● | * | ● | ● | * | * | ● | ● | ● | ● | ● |  |  |  |  | 0104a_onvif1
VIVOTEK | VIVOTEK FD9187-HT-V3 |  | ● | * | ● | ● | * | * | ● | ● | ● | ● | ● |  |  | ● |  | 1.2201.37.01g
VIVOTEK | VIVOTEK FD9189-H |  | ● | * | ● | ● | * | * | ● | ● | * | ● | * |  |  |  |  | 0113d
VIVOTEK | VIVOTEK FD9189-H-v2 |  | ● | * | ● | ● | * | * | ● | ● | * | ● | * |  |  |  |  | 1.2102.33.01k
VIVOTEK | VIVOTEK FD9189-HM |  | ● | * | ● | ● | * | * | ● | ● | * | ● | * |  |  |  |  | 0113d
VIVOTEK | VIVOTEK FD9189-HT |  | ● | * | ● | ● | * | * | ● | ● | * | ● | * |  |  |  |  | 0113d
VIVOTEK | VIVOTEK FD9360-H |  | ● | * | ● | ● | * | * | ● | ● | * | * | * |  |  |  |  | 0113a
VIVOTEK | VIVOTEK FD9365-EHTV |  | ● | * | ● | ● | * | * | ● | ● | ● | ● | ● |  |  |  |  | 0113d
VIVOTEK | VIVOTEK FD9365-EHTV-A |  | ● | * | ● | ● | * | * | ● | ● | ● | ● | ●
VIVOTEK | VIVOTEK FD9365-EHTV-V2 |  | ● | * | ● | ● | * | * | ● | ● | ● | ● | ● | ● |  | ● |  | 1.2201.37.01g
VIVOTEK | VIVOTEK FD9365-HTV |  | ● | * | ● | ● | * | * | ● | ● | ● | ● | ● |  |  |  |  | 0113d
VIVOTEK | VIVOTEK FD9365-HTV-A |  | ● | * | ● | ● | * | * | ● | ● | ● | ● | ●
VIVOTEK | VIVOTEK FD9365-HTVL |  | ● | * | ● | ● | * | * | ● | ● | ● | ● | ● |  |  |  |  | 0113d
VIVOTEK | VIVOTEK FD9366-HV |  | ● | * | ● | ● | * | * | ● | ● | ● | ● | * |  |  |  |  | 0222g
VIVOTEK | VIVOTEK FD9367-EHTV |  | ● | * | ● | ● | * | * | ● | ● | ● | ● | ● |  |  |  |  | 0113d
VIVOTEK | VIVOTEK FD9367-HTV |  | ● | * | ● | ● | * | * | ● | ● | ● | ● | ● |  |  |  |  | 0113a
VIVOTEK | VIVOTEK FD9367-HV |  | ● | * | ● | ● | * | * | ● | ● | ● | ● | ● |  |  |  |  | 0113a
VIVOTEK | VIVOTEK FD9368-HTV |  | ● | * | ● | ● | * | * | ● | ● | * | ● | * | ● |  |  |  | 0223b
VIVOTEK | VIVOTEK FD9368-HTV |  | ● | * | ● | ● | * | * | ● | ● | * | ● | * |  |  |  |  | 2.2002.13.01h
VIVOTEK | VIVOTEK FD9369 |  | ● | * | ● | ● | * | * | ● | ● | * | ● | * |  |  |  |  | 1.2101.41.01l
VIVOTEK | VIVOTEK FD9371-EHTV |  | ● | * | ● | * | * | * | ● | ● | ● | ● | ● |  |  |  |  | 0113a
VIVOTEK | VIVOTEK FD9371-HTV |  | ● | * | ● | * | * | * | ● | ● | ● | ● | ● |  |  |  |  | 0113a
VIVOTEK | VIVOTEK FD9380-H |  | ● | * | ● | ● | * | * | ● | ● | * | ● | * |  |  |  |  | 0113a
VIVOTEK | VIVOTEK FD9381-EHTV |  | ● | * | ● | ● | * | * | ● | ● | ● | ● | ● |  |  |  |  | 0113a
VIVOTEK | VIVOTEK FD9381-EHV | ⓟⓢ | ● | ● | ● | * | * | * | ● | ● | ● | ● | *
VIVOTEK | VIVOTEK FD9381-HTV | ⓟⓢ | ● | * | ● | ● | * | * | ● | ● | ● | ● | ● |  |  |  |  | 0113a
VIVOTEK | VIVOTEK FD9383-HTV |  | ● | * | ● | ● | * | * | ● | ● | * | ● | * |  |  | ●
VIVOTEK | VIVOTEK FD9383-HV |  | ● | * | ● | ● | * | * | ● | ● | * | * | * |  |  | ● |  | 1.2303.43.01h
VIVOTEK | VIVOTEK FD9387-EHTV |  | ● | * | ● | ● | * | * | ● | ● | ● | ● | ● |  |  |  |  | 0113d
VIVOTEK | VIVOTEK FD9387-EHTV-A |  | ● | * | ● | ● | * | * | ● | ● | ● | ● | ● |  |  |  |  | 0100m
VIVOTEK | VIVOTEK FD9387-EHTV-V3 |  | ● | * | ● | ● | * | * | ● | ● | ● | ● | ● |  |  | ● |  | 1.2201.37.01g
VIVOTEK | VIVOTEK FD9387-EHV |  | ● | * | ● | ● | * | * | ● | ● | ● | ● | ● |  |  |  |  | 0113d
VIVOTEK | VIVOTEK FD9387-HT |  | ● | * | ● | ● | * | * | ● | ● | ● | ● | * |  |  |  |  | 0111c
VIVOTEK | VIVOTEK FD9387-HTV |  | ● | * | ● | ● | * | * | ● | ● | ● | ● | * |  |  |  |  | 0113d
VIVOTEK | VIVOTEK FD9387-HTV-A |  | ● | * | ● | ● | * | * | ● | ● | ● | ● | ● |  |  |  |  | 0100m
VIVOTEK | VIVOTEK FD9387-HV |  | ● | * | ● | ● | * | * | ● | ● | ● | ● | ● |  |  |  |  | 0113d
VIVOTEK | VIVOTEK FD9388-HT |  | ● | * | ● | ● | * | * | ● | ● | * | ● | * |  |  |  |  | 0113a
VIVOTEK | VIVOTEK FD9388-HTV |  | ● | * | ● | ● | * | * | ● | ● | * | ● | * |  |  |  |  | 0113a
VIVOTEK | VIVOTEK FD9389-EHMV |  | ● | * | ● | ● | * | * | ● | ● | * | ● | * |  |  |  |  | 0113d
VIVOTEK | VIVOTEK FD9389-EHTV |  | ● | * | ● | ● | * | * | ● | ● | * | ● | * |  |  |  |  | 0113d
VIVOTEK | VIVOTEK FD9389-EHTV-v2 |  | ● | * | ● | ● | * | * | ● | ● | * | ● | * |  |  |  |  | 1.2204.33.01d
VIVOTEK | VIVOTEK FD9389-EHV |  | ● | * | ● | ● | * | * | ● | ● | * | ● | * |  |  |  |  | 0113d
VIVOTEK | VIVOTEK FD9389-HM |  | ● | * | ● | ● | * | * | ● | ● | * | ● | * |  |  |  |  | 0113d
VIVOTEK | VIVOTEK FD9389-HMV |  | ● | * | ● | ● | * | * | ● | ● | * | ● | * |  |  |  |  | 0113d
VIVOTEK | VIVOTEK FD9389-HTV |  | ● | * | ● | ● | * | * | ● | ● | * | ● | * |  |  |  |  | 0113d
VIVOTEK | VIVOTEK FD9389-HV |  | ● | * | ● | ● | * | * | ● | ● | * | ● | * |  |  |  |  | 0113d
VIVOTEK | VIVOTEK FD9391-EHTV |  | ● | * | ● | ● | * | * | ● | ● | ● | ● | ● |  |  |  |  | 0113d
VIVOTEK | VIVOTEK FD9391-EHTV-v2 |  | ● | ● | ● | ● | * | * | ● | ● | ● | ● | ● |  |  | ● |  | 1.2201.37.01g
VIVOTEK | VIVOTEK FE8171V | ⓟⓢ | ● | ● | ● | * | * | * | ● | ● | ● | ● | ● |  |  |  |  | 0100g
VIVOTEK | VIVOTEK FE8172 | ⓟⓢ | ● | ● | ● | * | * | * | ● | ● | ● | ● | ●
VIVOTEK | VIVOTEK FE8172V | ⓟⓒⓢ | ● | ● | ● | * | * | * | ● | ● | ● | ● | ●
VIVOTEK | VIVOTEK FE8173 | ⓟⓒⓢ | ● | ● | ● | * | * | * | ● | ● | ● | ● | ●
VIVOTEK | VIVOTEK FE8174 | ⓟⓒⓢ | ● | * | ● | * | * | * | ● | ● | ● | ● | ● |  |  |  |  | 0100f
VIVOTEK | VIVOTEK FE8174V | ⓟⓒⓢ | ● | ● | ● | * | * | * | ● | ● | ● | ● | ●
VIVOTEK | VIVOTEK FE8180 |  | ● | ● | ● | * | * | * | ● | ● | ● | ● | *
VIVOTEK | VIVOTEK FE8181 | ⓟⓒⓢ | ● | * | ● | * | * | * | ● | ● |  | ● | ● |  |  |  |  | 0100f
VIVOTEK | VIVOTEK FE8181V | ⓟⓒⓢ | ● | * | ● | * | * | * | ● | ● | ● | ● | ● |  |  |  |  | 0100f
VIVOTEK | VIVOTEK FE8182 | ⓟⓢ | ● | * | ● | * | * | * | ● | ● | ● | ● | * |  |  |  |  | 0113a
VIVOTEK | VIVOTEK FE8191 |  | ● | * | ● | * | * | * | ● | ● | ● | ● | ● |  |  |  |  | 0101c
VIVOTEK | VIVOTEK FE9180-H | ⓟⓢ | ● | * | ● | ● | * | * | ● | ● | ● | ● | * |  |  |  |  | 0113a
VIVOTEK | VIVOTEK FE9180-H-V2 | ⓟⓢ | ● | * | ● | ● | * | * | ● | ● | ● | ● | ● | ● |  |  |  | 2.2201.13.01c
VIVOTEK | VIVOTEK FE9181-H | ⓟⓢ | ● | * | ● | ● | * | * | ● | ● | ● | ● | ● |  |  |  |  | 0113a
VIVOTEK | VIVOTEK FE9182-H | ⓟⓢ | ● | * | ● | ● | * | * | ● | ● | ● | ● | ● |  |  |  |  | 0113a
VIVOTEK | VIVOTEK FE9380-HV |  | ● | * | ● | ● | * | * | ● | ● | * | ● | * |  |  |  |  | 0222k
VIVOTEK | VIVOTEK FE9381-EHV | ⓟⓢ | ● | * | ● | ● | * | * | ● | ● | ● | ● | ● |  |  |  |  | 0113a
VIVOTEK | VIVOTEK FE9382-EHV |  | ● | * | ● | ● | * | * | ● | ● | ● | ● | ● |  |  |  |  | 0113a
VIVOTEK | VIVOTEK FE9382-EHV-v2 | ⓟⓢ | ● | * | ● | ● | * | * | ● | ● | ● | ● | ● | ● |  | ● |  | 2.2103.34.01h
VIVOTEK | VIVOTEK FE9391-EHV-v2 | ⓟⓒⓢ | ● | * | ● | ● | * | * | ● | ● | ● | ● | ● | ● |  | ● |  | 1.2301.37.01e Support HW Dewarp(Stream1)
VIVOTEK | VIVOTEK FE9391-EV | ⓟⓢ | ● | * | ● | ● | * | * | ● | ● | ● | ● | ● |  |  |  |  | 0113d
VIVOTEK | VIVOTEK FE9582-EHNV | ⓟⓢ | ● | * | ● | ● | * | * | ● | ● | ● | ● | ● |  |  |  |  | 0113a
VIVOTEK | VIVOTEK IB8156-C |  | ● | * | ● | * | * | * | ● | ● | ● | ● | *
VIVOTEK | VIVOTEK IB8168-C |  | ● | * | ● | * | * | * | ● | ● | ● | ● | *
VIVOTEK | VIVOTEK IB8338 |  | ● | * | ● | * | * | * | ● | ● | ● | * | * |  |  |  |  | 0102a
VIVOTEK | VIVOTEK IB8338-H |  | ● | * | ● | * | * | * | ● | ● | ● | ● | ● |  |  |  |  | 0100g
VIVOTEK | VIVOTEK IB8338-HR |  | ● | * | ● | * | * | * | ● | ● | ● | ● | ●
VIVOTEK | VIVOTEK IB8354-C |  | ● | * | ● | * | * | * | ● | ● | ● | ● | * |  |  |  |  | 0100g
VIVOTEK | VIVOTEK IB8360 |  | ● | * | ● | * | * | * | ● | ● | * | * | * |  |  |  |  | 0113a
VIVOTEK | VIVOTEK IB8360-W |  | ● | * | ● | * | * | * | ● | ● | * | * | * |  |  |  |  | 0113a
VIVOTEK | VIVOTEK IB8367 |  | ● | * | ● | * | * | * | ● | ● | ● | ● | ●
VIVOTEK | VIVOTEK IB8367A |  | ● | * | ● | * | * | * | ● | ● | * | * | * |  |  |  |  | 0113a
VIVOTEK | VIVOTEK IB8367-R |  | ● | * | ● | * | * | * | ● | ● | * | ● | ● |  |  |  |  | 0100e
VIVOTEK | VIVOTEK IB8367-T |  | ● | * | ● | * | * | * | ● | ● | ● | ● | ● |  |  |  |  | 0101c
VIVOTEK | VIVOTEK IB8369 |  | ● | * | ● | * | * | * | ● | ● | ● | ● | * |  |  |  |  | 0101c
VIVOTEK | VIVOTEK IB8369A |  | ● | * | ● | * | * | * | ● | ● | * | * | * |  |  |  |  | 0113a
VIVOTEK | VIVOTEK IB836BA-EHF3 |  | ● | * | ● | * | * | * | ● | ● | ● | ● | ● |  |  |  |  | 0113a
VIVOTEK | VIVOTEK IB836BA-EHT |  | ● | * | ● | * | * | * | ● | ● | ● | ● | ● |  |  |  |  | 0113a
VIVOTEK | VIVOTEK IB836BA-HF3 |  | ● | * | ● | * | * | * | ● | ● | ● | ● | ● |  |  |  |  | 0113a
VIVOTEK | VIVOTEK IB836BA-HT |  | ● | * | ● | * | * | * | ● | ● | ● | ● | ● |  |  |  |  | 0113a
VIVOTEK | VIVOTEK IB836B-EHF3 |  | ● | * | ● | * | * | * | ● | ● | ● | ● | ● |  |  |  |  | 0113a
VIVOTEK | VIVOTEK IB836B-EHT |  | ● | * | ● | * | * | * | ● | ● | ● | ● | ● |  |  |  |  | 0113a
VIVOTEK | VIVOTEK IB836B-HF3 |  | ● | * | ● | * | * | * | ● | ● | ● | ● | ● |  |  |  |  | 0113a
VIVOTEK | VIVOTEK IB836B-HT |  | ● | * | ● | * | * | * | ● | ● | ● | ● | ● |  |  |  |  | 0113a
VIVOTEK | VIVOTEK IB8373 |  | ● | * | ● | * | * | * | ● | ● | * | * | * |  |  |  |  | 0100e
VIVOTEK | VIVOTEK IB8373-EH |  | ● | * | ● | * | * | * | ● | ● |  | ● | ● |  |  |  |  | 0101c
VIVOTEK | VIVOTEK IB8377-EHT |  | ● | * | ● | * | * | * | ● | ● | ● | ● | ● |  |  |  |  | 0113a
VIVOTEK | VIVOTEK IB8377-H |  | ● | * | ● | * | * | * | ● | ● | ● | ● | * |  |  |  |  | 0113a
VIVOTEK | VIVOTEK IB8377-HT |  | ● | * | ● | * | * | * | ● | ● | ● | ● | ● |  |  |  |  | 0113a
VIVOTEK | VIVOTEK IB8379-H |  | ● | * | ● | * | * | * | ● | ● | ● | ● | * |  |  |  |  | 0113a
VIVOTEK | VIVOTEK IB8381 |  | ● | * | ● | * | * | * | ● | ● | ● | ● | ● |  |  |  |  | 0100x_2_20
VIVOTEK | VIVOTEK IB8381-E |  | ● | * | ● | * | * | * | ● | ● | ● | ● | ● |  |  |  |  | 0100x_2_20
VIVOTEK | VIVOTEK IB8382-EF3 |  | ● | * | ● | * | * | * | ● | ● | ● | ● | ● |  |  |  |  | 0113a
VIVOTEK | VIVOTEK IB8382-ET |  | ● | * | ● | * | * | * | ● | ● | ● | ● | ● |  |  |  |  | 0113a
VIVOTEK | VIVOTEK IB8382-F3 |  | ● | * | ● | * | * | * | ● | ● | ● | ● | ● |  |  |  |  | 0113a
VIVOTEK | VIVOTEK IB8382-T |  | ● | * | ● | * | * | * | ● | ● | ● | ● | ● |  |  |  |  | 0113a
VIVOTEK | VIVOTEK IB9360-H |  | ● | * | ● | ● | * | * | ● | ● | * | ● | * |  |  |  |  | 0113a
VIVOTEK | VIVOTEK IB9365-EHT |  | ● | * | ● | ● | * | * | ● | ● | ● | ● | ● |  |  |  |  | 0113d
VIVOTEK | VIVOTEK IB9365-EHT-A |  | ● | * | ● | ● | * | * | ● | ● | ● | ● | ●
VIVOTEK | VIVOTEK IB9365-EHTV-V2 |  | ● | * | ● | ● | * | * | ● | ● | ● | ● | ● | ● |  | ● |  | 1.2201.37.01f
VIVOTEK | VIVOTEK IB9365-HT |  | ● | * | ● | ● | * | * | ● | ● | ● | ● | ● |  |  |  |  | 0113d
VIVOTEK | VIVOTEK IB9365-HT-A |  | ● | * | ● | ● | * | * | ● | ● | ● | ● | ●
VIVOTEK | VIVOTEK IB9367-EH |  | ● | * | ● | ● | * | * | ● | ● | ● | ● | ● |  |  |  |  | 0113a
VIVOTEK | VIVOTEK IB9367-EHT |  | ● | * | ● | ● | * | * | ● | ● | ● | ● | ● |  |  |  |  | 0113a
VIVOTEK | VIVOTEK IB9367-EHT-v2 |  | ● | * | ● | ● | * | ● | ● | ● | ● | ● | ● | ● |  |  |  | 1.2103.33.02a
VIVOTEK | VIVOTEK IB9367-H |  | ● | * | ● | ● | * | * | ● | ● | ● | ● | ● |  |  |  |  | 0113a
VIVOTEK | VIVOTEK IB9367-HT |  | ● | * | ● | ● | * | * | ● | ● | ● | ● | ● |  |  |  |  | 0113a
VIVOTEK | VIVOTEK IB9368-HT |  | ● | * | ● | ● | * | ● | ● | ● | * | * | * | ● |  |  |  | 0223b
VIVOTEK | VIVOTEK IB9369 |  | ● | * | ● | ● | * | * | ● | ● | * | * | * |  |  |  |  | 1.2101.41.01l
VIVOTEK | VIVOTEK IB9371-EHT |  | ● | * | ● | * | * | * | ● | ● | ● | ● | ● |  |  |  |  | 0113a
VIVOTEK | VIVOTEK IB9371-HT |  | ● | ● | * | ● | * | * | ● | ● | ● | ● | ● |  |  |  |  | 0113a
VIVOTEK | VIVOTEK IB9380-H |  | ● | * | ● | ● | * | * | ● | ● | * | ● | * |  |  |  |  | 0113a
VIVOTEK | VIVOTEK IB9381-EHT |  | ● | * | ● | ● | * | * | ● | ● | ● | ● | ● |  |  |  |  | 0113a
VIVOTEK | VIVOTEK IB9381-HT |  | ● | * | ● | ● | * | * | ● | ● | ● | ● | ● |  |  |  |  | 0113a
VIVOTEK | VIVOTEK IB9383-HTV |  | ● | * | ● | ● | * | * | ● | ● | * | ● | ● |  |  | ● |  | 1.2303.43.01h
VIVOTEK | VIVOTEK IB9383-HV |  | ● | * | ● | ● | * | * | ● | ● | * | ● | * |  |  | ●
VIVOTEK | VIVOTEK IB9387-EH |  | ● | * | ● | ● | * | * | ● | ● | ● | ● | ● |  |  |  |  | 0113d
VIVOTEK | VIVOTEK IB9387-EHT |  | ● | * | ● | ● | * | * | ● | ● | ● | ● | ● |  |  |  |  | 0113d
VIVOTEK | VIVOTEK IB9387-EHT-A |  | ● | * | ● | ● | * | * | ● | ● | ● | ● | ● |  |  |  |  | 0100m
VIVOTEK | VIVOTEK IB9387-EHTV-V3 |  | ● | * | ● | ● | * | * | ● | ● | ● | ● | ● |  |  | ● |  | 1.2201.37.01g
VIVOTEK | VIVOTEK IB9387-H |  | ● | * | ● | ● | * | * | ● | ● | ● | ● | ● |  |  |  |  | 0113d
VIVOTEK | VIVOTEK IB9387-HT |  | ● | * | ● | ● | * | * | ● | ● | ● | ● | ● |  |  |  |  | 0113d
VIVOTEK | VIVOTEK IB9387-HT-A |  | ● | * | ● | ● | * | * | ● | ● | ● | ● | ● |  |  |  |  | 0100m
VIVOTEK | VIVOTEK IB9387-LPR |  | ● | * | ● | ● | * | * | ● | ● | ● | ● | ● |  |  |  |  | 0113d
VIVOTEK | VIVOTEK IB9388-HT |  | ● | * | ● | ● | * | * | ● | ● | * | * | * |  |  |  |  | 2.2002.13.01h
VIVOTEK | VIVOTEK IB9389-EH |  | ● | * | ● | ● | * | * | ● | ● | ● | ● | * |  |  |  |  | 0113d
| VIVOTEK IB9389-EH-v2 |  | ● | * | ● | ● | * | * | ● | ● | * | * | * | * |  |  |  | 1.2204.33.01d
VIVOTEK | VIVOTEK IB9389-EHM |  | ● | * | ● | ● | * | * | ● | ● | ● | ● | * |  |  |  |  | 0113d
VIVOTEK | VIVOTEK IB9389-EHT |  | ● | * | ● | ● | * | * | ● | ● | ● | ● | * |  |  |  |  | 0113d
VIVOTEK | VIVOTEK IB9389-H |  | ● | * | ● | ● | * | * | ● | ● | ● | ● | * |  |  |  |  | 0113d
VIVOTEK | VIVOTEK IB9389-HM |  | ● | * | ● | ● | * | * | ● | ● | ● | ● | * |  |  |  |  | 0113d
VIVOTEK | VIVOTEK IB9389-HT |  | ● | * | ● | ● | * | * | ● | ● | ● | ● | * |  |  |  |  | 0113d
VIVOTEK | VIVOTEK IB9391-EHT |  | ● | * | ● | ● | * | * | ● | ● | ● | ● | ● |  |  |  |  | 0113d
VIVOTEK | VIVOTEK IB9391-EHTV-v2 |  | ● | * | ● | ● | * | * | ● | ● | ● | ● | ● |  |  | ● |  | 1.2201.37.01g
VIVOTEK | VIVOTEK IP7130 |  | ● | ● | * | * | * | * | ● | ● | ● | ● | ●
VIVOTEK | VIVOTEK IP7132 |  | ● | ● | * | * | * | * | ● | ● | ● | ● | ●
VIVOTEK | VIVOTEK IP7133 |  | ● | ● | * | * | * | * | ● | ● | ● | ● | ● |  |  |  |  | 0103b
VIVOTEK | VIVOTEK IP7135 |  | ● | ● | * | * | * | * | ● | ● | * | ● | *
VIVOTEK | VIVOTEK IP7142 |  | ● | ● | * | * | * | * | ● | ● | ● | ● | ●
VIVOTEK | VIVOTEK IP7160 |  | ● | * | ● | * | * | ● | ● | ● | * | ● | ●
VIVOTEK | VIVOTEK IP7161 |  | ● | * | ● | * | * | ● | ● | ● | * | ● | ●
VIVOTEK | VIVOTEK IP7161-SS |  | ● | * | ● | * | * | ● | ● | ● | * | ● | *
VIVOTEK | VIVOTEK IP7361 |  | ● | * | ● | * | * | ● | ● | ● | * | ● | ●
VIVOTEK | VIVOTEK IP8130 |  | ● | ● | ● | * | * | * | ● | ● | ● | ● | ●
VIVOTEK | VIVOTEK IP8130W |  | ● | ● | ● | * | * | * | ● | ● | ● | ● | ●
VIVOTEK | VIVOTEK IP8131 |  | ● | ● | ● | * | * | * | ● | ● | ● | ● | ●
VIVOTEK | VIVOTEK IP8131W |  | ● | ● | ● | * | * | * | ● | ● | ● | ● | ●
VIVOTEK | VIVOTEK IP8132 |  | ● | ● | ● | * | * | * | ● | ● | ● | ● | *
VIVOTEK | VIVOTEK IP8133 |  | ● | ● | ● | * | * | * | ● | ● | ● | ● | *
VIVOTEK | VIVOTEK IP8133W |  | ● | ● | ● | * | * | * | ● | ● | ● | ● | *
VIVOTEK | VIVOTEK IP8151 |  | ● | ● | ● | * | * | * | ● | ● | ● | ● | ●
VIVOTEK | VIVOTEK IP8151HP |  | ● | * | ● | * | * | ● | ● | ● | ● | ● | *
VIVOTEK | VIVOTEK IP8151P |  | ● | * | ● | * | * | * | ● | ● | ● | ● | ● |  |  |  |  | 0201c
VIVOTEK | VIVOTEK IP8151-SS |  | ● | ● | ● | * | * | * | ● | ● | ● | ● | *
VIVOTEK | VIVOTEK IP8152 |  | ● | ● | ● | * | * | * | ● | ● |  | ● | ●
VIVOTEK | VIVOTEK IP8152-F4 |  | ● | ● | ● | * | * | * | ● | ● | ● | ● | ●
VIVOTEK | VIVOTEK IP8155HP |  | ● | ● | ● | * | * | * | ● | ● | ● | ● | ●
VIVOTEK | VIVOTEK IP8160 |  | ● | ● | ● | * | * | * | ● | ● | ● | ● | * |  |  |  |  | 0113a
VIVOTEK | VIVOTEK IP8160-W |  | ● | * | ● | * | * | * | ● | ● | ● | ● | * |  |  |  |  | 0113a
VIVOTEK | VIVOTEK IP8161 |  | ● | * | ● | * | * | * | ● | ● | ● | ● | ● |  |  |  |  | 0100c_20
VIVOTEK | VIVOTEK IP8161-SS |  | ● | * | ● | * | * | * | ● | ● | ● | ● | * |  |  |  |  | 0200c
VIVOTEK | VIVOTEK IP8162 |  | ● | * | ● | * | * | * | ● | ● | ● | ● | ● |  |  |  |  | 0200c
VIVOTEK | VIVOTEK IP8162P |  | ● | * | ● | * | * | * | ● | ● | ● | ● | ● |  |  |  |  | 0200c
VIVOTEK | VIVOTEK IP8162P-SS |  | ● | * | ● | * | * | * | ● | ● | ● | ● | [5 empty] | 0200c
VIVOTEK | VIVOTEK IP8165HP |  | ● | * | ● | * | * | * | ● | ● | ● | ● | ● |  |  |  |  | 0200c
VIVOTEK | VIVOTEK IP8166 |  | ● | ● | ● | * | * | * | ● | ● | ● | ● | ● |  |  |  |  | 0113a
VIVOTEK | VIVOTEK IP816A-HP |  | ● | ● | ● | * | * | ● | ● | ● | ● | ● | ●
VIVOTEK | VIVOTEK IP816A-LPC |  | ● | ● | ● | * | * | ● | ● | ● | ● | ● | ●
VIVOTEK | VIVOTEK IP816A-LPC Kit |  | ● | ● | ● | * | * | ● | ● | ● | ● | ● | *
VIVOTEK | VIVOTEK IP816A-LPC(18mm) |  | ● | ● | ● | * | * | * | ● | ● | ● | * | *
VIVOTEK | VIVOTEK IP816A-LPC(40mm) |  | ● | ● | ● | * | * | * | ● | ● | ● | * | *
VIVOTEK | VIVOTEK IP8172 |  | ● | ● | ● | * | * | * | ● | ● | ● | ● | ●
VIVOTEK | VIVOTEK IP8172P |  | ● | ● | ● | * | * | * | ● | ● | ● | ● | ●
VIVOTEK | VIVOTEK IP8173H |  | ● | ● | ● | * | * | * | ● | ● | ● | ● | ●
VIVOTEK | VIVOTEK IP8330 |  | ● | * | ● | * | * | ● | ● | ● | * | ● | *
VIVOTEK | VIVOTEK IP8331 |  | ● | ● | ● | * | * | ● | ● | ● | ● | * | *
VIVOTEK | VIVOTEK IP8332 |  | ● | ● | ● | * | * | * | ● | ● | ● | ● | *
VIVOTEK | VIVOTEK IP8332-C |  | ● | * | ● | * | * | * | ● | ● | ● | * | * |  |  |  |  | 0201a
VIVOTEK | VIVOTEK IP8332-SS |  | ● | * | ● | * | * | * | ● | ● | ● | ● | *
VIVOTEK | VIVOTEK IP8335H |  | ● | * | ● | * | * | * | ● | ● | ● | ● | ●
VIVOTEK | VIVOTEK IP8336W |  | ● | ● | ● | * | * | ● | ● | ● | ● | ● | *
VIVOTEK | VIVOTEK IP8337H-C |  | ● | ● | ● | * | * | ● | ● | ● | ● | ● | *
VIVOTEK | VIVOTEK IP8352 |  | ● | ● | ● | * | * | * | ● | ● | ● | ● | ●
VIVOTEK | VIVOTEK IP8354-C |  | ● | * | ● | * | * | * | ● | ● | ● | * | *
VIVOTEK | VIVOTEK IP8355EHN |  | ● | * | ● | * | * | ● | ● | ● | ● | ● | * |  |  |  |  | 0201c
VIVOTEK | VIVOTEK IP8355H |  | ● | * | ● | * | * | ● | ● | ● | ● | ● | ●
VIVOTEK | VIVOTEK IP8361 |  | ● | ● | ● | * | * | ● | ● | ● | ● | ● | ●
VIVOTEK | VIVOTEK IP8361-C |  | ● | ● | ● | * | * | ● | ● | ● | ● | ● | *
VIVOTEK | VIVOTEK IP8362 |  | ● | ● | ● | * | ● | ● | ● | ● | ● | ● | ●
VIVOTEK | VIVOTEK IP8364-C |  | ● | * | ● | * | * | * | ● | ● | ● | ● | * |  |  |  |  | 0101b
VIVOTEK | VIVOTEK IP8365EH |  | ● | * | ● | * | * | * | ● | ● | ● | ● | ● |  |  |  |  | 0100m
VIVOTEK | VIVOTEK IP8365H |  | ● | * | ● | * | * | * | ● | ● | ● | ● | ● |  |  |  |  | 0102e (1.2a.a2.1.38)
VIVOTEK | VIVOTEK IP8371 |  | ● | ● | * | * | * | * | ● | ● | ● | ● | ●
VIVOTEK | VIVOTEK IP8371E |  | ● | ● | * | * | * | * | ● | ● | ● | ● | ●
VIVOTEK | VIVOTEK IP8372 |  | ● | ● | * | * | * | * | ● | ● | * | ● | ●
VIVOTEK | VIVOTEK IP9165-HP |  | ● | * | ● | ● | * | * | ● | ● | ● | ● | ● |  |  |  |  | 0113d
VIVOTEK | VIVOTEK IP9165-HT |  | ● | * | ● | ● | * | * | ● | ● | ● | ● | ● |  |  |  |  | 0113d
VIVOTEK | VIVOTEK IP9165-HT-v2 |  | ● | * | ● | ● | * | * | ● | ● | ● | ● | ● | ● |  | ● |  | 2.2003.34.01n
VIVOTEK | VIVOTEK IP9165-LPC |  | ● | * | ● | ● | * | * | ● | ● | ● | ● | ● |  |  |  |  | 0113d
VIVOTEK | VIVOTEK IP9165-LPC-v2 |  | ● | * | ● | ● | * | * | ● | ● | ● | ● | ● |  |  | ● |  | 1.2201.37.01g
VIVOTEK | VIVOTEK IP9167-HP |  | ● | * | ● | ● | * | * | ● | ● | ● | ● | ● |  |  |  |  | 0113a
VIVOTEK | VIVOTEK IP9167-HT |  | ● | * | ● | ● | * | * | ● | ● | ● | ● | ● |  |  |  |  | 0113a
VIVOTEK | VIVOTEK IP9171-HP |  | ● | * | ● | * | * | * | ● | ● | ● | ● | ● |  |  |  |  | 0113a
VIVOTEK | VIVOTEK IP9181-H |  | ● | * | ● | ● | * | * | ● | ● | ● | ● | ● |  |  |  |  | 0113a
VIVOTEK | VIVOTEK IP9181-HT-v2 |  | ● | * | ● | ● | * | * | ● | ● | ● | ● | ● |  |  | ● |  | 1.2201.37.01g
VIVOTEK | VIVOTEK IP9181-LPC-v2 |  | ● | * | ● | ● | * | * | ● | ● | ● | ● | ● |  |  | ● |  | 1.2201.37.01g
VIVOTEK | VIVOTEK IP9191-HP |  | ● | * | ● | ● | * | * | ● | ● | ● | ● | ● |  |  |  |  | 0113d
VIVOTEK | VIVOTEK IP9191-HT |  | ● | * | ● | ● | * | * | ● | ● | ● | ● | ● |  |  |  |  | 0113d
VIVOTEK | VIVOTEK IP9191-HT-v2 |  | ● | * | ● | ● | * | * | ● | ● | ● | ● | ● |  |  | ● |  | 1.2201.37.01g
VIVOTEK | VIVOTEK IP9191-LPC-v2 |  | ● | * | ● | ● | * | * | ● | ● | ● | ● | ● |  |  | ● |  | 1.2201.37.01g
VIVOTEK | VIVOTEK IT9360-H |  | ● | * | ● | ● | * | * | ● | ● | * | ● | * |  |  |  |  | 0113a
VIVOTEK | VIVOTEK IT9368-HTV |  | ● | * | ● | ● | * | * | ● | ● | * | ● | * |  |  |  |  | 0113a
VIVOTEK | VIVOTEK IT9380-H |  | ● | * | ● | ● | * | * | ● | ● | * | ● | * |  |  |  |  | 0113a
VIVOTEK | VIVOTEK IT9388-HT |  | ● | * | ● | ● | * | * | ● | ● | * | ● | * |  |  |  |  | 0113a
VIVOTEK | VIVOTEK IT9389-H |  | ● | * | ● | ● | * | * | ● | ● | ● | ● | ● |  |  |  |  | 0113d
VIVOTEK | VIVOTEK IT9389-HT |  | ● | * | ● | ● | * | * | ● | ● | * | ● | * |  |  |  |  | 0113d
VIVOTEK | VIVOTEK IZ9361-EH |  | ● | ● | ● | ● | * | * | ● | ● | ● | ● | ● |  |  |  |  | 0113a
VIVOTEK | VIVOTEK MA8391-ETV | ◆ | ● | * | ● | * | * | * | ● | ● | ● | ● | ● |  |  |  |  | 0106a
VIVOTEK | VIVOTEK MA9321-EHTV | ◆ | ● | * | ● | ● | * | * | ● | ● | ● | ● | ● |  |  |  |  | 0113a
VIVOTEK | VIVOTEK MA9322-EHTV |  | ● | * | ● | ● | * | * | ● | ● | ● | ● | ● |  |  |  |  | 0113a
VIVOTEK | VIVOTEK MA9322-EHTV | ◆ | ● | * | ● | ● | * | * | ● | ● | ● | ● | ● |  |  |  |  | 0114c
VIVOTEK | VIVOTEK MD7560 |  | ● | * | ● | * | * | * | ● | ● | ● | ● | * |  |  |  |  | 0100j
VIVOTEK | VIVOTEK MD7560D |  | ● | * | ● | * | * | * | ● | ● | ● | ● | * |  |  |  |  | 0102a
VIVOTEK | VIVOTEK MD7560X |  | ● | * | ● | * | * | * | ● | ● | ● | ● | * |  |  |  |  | 0100e
VIVOTEK | VIVOTEK MD8531H |  | ● | ● | ● | * | ● | ● | ● | ● | ● | ● | *
VIVOTEK | VIVOTEK MD8562 |  | ● | ● | ● | * | ● | ● | ● | ● | * | ● | *
VIVOTEK | VIVOTEK MD8562D |  | ● | ● | ● | * | ● | * | ● | ● | ● | ● | *
VIVOTEK | VIVOTEK MD8563-DEHF2 |  | ● | * | ● | * | * | * | ● | ● | ● | ● | * |  |  |  |  | 0113a
VIVOTEK | VIVOTEK MD8563-DEHF4 |  | ● | * | ● | * | * | * | ● | ● | ● | ● | * |  |  |  |  | 0113a
VIVOTEK | VIVOTEK MD8563-EH |  | ● | * | ● | * | * | * | ● | ● | ● | ● | * |  |  |  |  | 0113a
VIVOTEK | VIVOTEK MD8563-EHF2 |  | ● | ● | ● | * | * | * | ● | ● | ● | ● | ● |  |  |  |  | 0113a
VIVOTEK | VIVOTEK MD8563-EHF4 |  | ● | ● | ● | * | * | * | ● | ● | ● | ● | ● |  |  |  |  | 0113a
VIVOTEK | VIVOTEK MD8564-EH |  | ● | * | ● | * | * | * | ● | ● | ● | ● | * |  |  |  |  | 0113a
VIVOTEK | VIVOTEK MD8565-N |  | ● | * | ● | * | * | * | ● | ● | ● | ● | * |  |  |  |  | 0113a
VIVOTEK | VIVOTEK MD9560-DH |  | ● | * | ● | ● | * | * | ● | ● | * | ● | * |  |  |  |  | 0113a
VIVOTEK | VIVOTEK MD9560-H |  | ● | * | ● | ● | * | * | ● | ● | * | ● | * |  |  |  |  | 0113a
VIVOTEK | VIVOTEK MS8391-EV |  | ● | * | ● | * | * | * | ● | ● | ● | ● | ● |  |  |  |  | 0106a
VIVOTEK | VIVOTEK MS8392-EV |  | ● | ● | ● | * | * | * | ● | ● | ● | ● | ●
VIVOTEK | VIVOTEK MS8931-EV |  | ● | * | ● | * | * | * | ● | ● | ● | ● | * |  |  |  |  | 0101e
VIVOTEK | VIVOTEK MS9390-HV |  | ● | * | ● | ● | * | * | ● | ● | * | ● | * |  |  |  |  | 0113d
VIVOTEK | VIVOTEK PD8136 |  | ● | ● | ● | * | ● | ● | ● | ● | ● | ● | *
VIVOTEK | VIVOTEK PD8136W |  | ● | ● | ● | * | ● | ● | ● | ● | ● | ● | *
VIVOTEK | VIVOTEK PT8133 |  | ● | ● | ● | * | ● | ● | ● | ● | ● | ● | ●
VIVOTEK | VIVOTEK PT8133W |  | ● | ● | ● | * | ● | ● | ● | ● | * | ● | ●
VIVOTEK | VIVOTEK PZ71X1 |  | ● | * | ● | * | ● | ● | ● | ● | ● | ● | * |  |  |  |  | 0100h
VIVOTEK | VIVOTEK PZ71X2 |  | ● | ● | ● | * | ● | ● | ● | ● | ● | ● | *
VIVOTEK | VIVOTEK PZ8111 |  | ● | ● | ● | * | ● | ● | ● | ● | ● | ● | ●
VIVOTEK | VIVOTEK PZ8111W |  | ● | ● | ● | * | ● | ● | ● | ● | ● | ● | ●
VIVOTEK | VIVOTEK PZ8121 |  | ● | ● | ● | * | ● | ● | ● | ● | ● | ● | ● |  |  |  |  | 0200c
VIVOTEK | VIVOTEK PZ8121W |  | ● | ● | ● | * | ● | ● | ● | ● | ● | ● | ●
VIVOTEK | VIVOTEK SD8111 |  | ● | ● | ● | * | ● | ● | ● | ● | ● | ● | ●
VIVOTEK | VIVOTEK SD8121 |  | ● | ● | ● | * | ● | ● | ● | ● | ● | ● | ●
VIVOTEK | VIVOTEK SD8121-SS |  | ● | ● | ● | * | ● | ● | ● | ● | ● | ● | *
VIVOTEK | VIVOTEK SD8161 |  | ● | ● | ● | * | ● | ● | ● | ● | ● | ● | ●
VIVOTEK | VIVOTEK SD8311E |  | ● | ● | ● | * | ● | ● | ● | ● | ● | ● | ●
VIVOTEK | VIVOTEK SD8312E |  | ● | ● | ● | * | ● | ● | ● | ● | ● | ● | ●
VIVOTEK | VIVOTEK SD8313E |  | ● | * | ● | * | * | * | ● | ● | ● | ● | ● |  |  |  |  | 0200e
VIVOTEK | VIVOTEK SD8314E |  | ● | ● | ● | * | ● | ● | ● | ● | ● | ● | ●
VIVOTEK | VIVOTEK SD8316E |  | ● | ● | ● | * | ● | ● | ● | ● | ● | ● | ●
VIVOTEK | VIVOTEK SD8321E |  | ● | ● | ● | * | ● | ● | ● | ● | ● | ● | ●
VIVOTEK | VIVOTEK SD8322E |  | ● | * | ● | * | ● | ● | ● | ● | ● | ● | ● |  |  |  |  | 0100f
VIVOTEK | VIVOTEK SD8323E |  | ● | * | ● | * | ● | ● | ● | ● | ● | ● | ● |  |  |  |  | 0101a
VIVOTEK | VIVOTEK SD8323E-SS |  | ● | * | ● | * | ● | ● | ● | ● | ● | ● | * |  |  |  |  | 0101a
VIVOTEK | VIVOTEK SD8324E |  | ● | * | ● | * | * | * | ● | ● | ● | ● | ● |  |  |  |  | 0102e (1.2a.a2.1.38)
VIVOTEK | VIVOTEK SD8326E |  | ● | * | ● | * | ● | ● | ● | ● | ● | ● | ● |  |  |  |  | 0101a
VIVOTEK | VIVOTEK SD8333-E |  | ● | * | ● | * | ● | ● | ● | ● | ● | ● | ● |  |  |  |  | 0101a
VIVOTEK | VIVOTEK SD8362E |  | ● | * | ● | * | ● | ● | ● | ● | ● | ● | ●
VIVOTEK | VIVOTEK SD8362E-SS |  | ● | ● | ● | * | ● | ● | ● | ● | ● | ● | *
VIVOTEK | VIVOTEK SD8363E |  | ● | ● | ● | * | ● | ● | ● | ● | ● | ● | ●
VIVOTEK | VIVOTEK SD9161-H | ⓟⓒⓢ | ● | * | ● | ● | ● | ● | ● | ● | ● | ● | ● |  |  |  |  | 0113a
VIVOTEK | VIVOTEK SD9161-H-V2 |  | ● | * | ● | ● | ● | ● | ● | ● | ● | ● | ● | ● |  | ● |  | 1.2203.35.01e
VIVOTEK | VIVOTEK SD9361-EHL |  | ● | * | ● | ● | ● | ● | ● | ● | ● | ● | ● |  |  |  |  | 0113a
VIVOTEK | VIVOTEK SD9362-EH |  | ● | * | ● | ● | ● | ● | ● | ● | ● | ● | ● |  |  |  |  | 0113a
VIVOTEK | VIVOTEK SD9362-EHL |  | ● | * | ● | ● | ● | ● | ● | ● | ● | ● | ● |  |  |  |  | 0113a
VIVOTEK | VIVOTEK SD9362-EH-v2 |  | ● | * | ● | ● | ● | ● | ● | ● | ● | ● | ● |  |  |  |  | 0113a
VIVOTEK | VIVOTEK SD9363-EHL | ⓟⓢ | ● | * | ● | ● | ● | ● | ● | ● | ● | ● | ● |  |  |  |  | 0113a
VIVOTEK | VIVOTEK SD9363-EHL-v2 | ⓟⓢ | ● | * | ● | ● | ● | ● | ● | ● | ● | ● | ● |  |  |  |  | 0113a
VIVOTEK | VIVOTEK SD9364-EH |  | ● | * | ● | ● | ● | ● | ● | ● | ● | ● | ● |  |  |  |  | 0113a
VIVOTEK | VIVOTEK SD9364-EHL |  | ● | * | ● | ● | ● | ● | ● | ● | ● | ● | ● |  |  |  |  | 0113a
VIVOTEK | VIVOTEK SD9364-EHL-v2 |  | ● | * | ● | ● | ● | ● | ● | ● | ● | ● | ● |  |  |  |  | 0113a
VIVOTEK | VIVOTEK SD9364-EH-v2 |  | ● | * | ● | ● | ● | ● | ● | ● | ● | ● | ● |  |  |  |  | 0113a
VIVOTEK | VIVOTEK SD9365-EHL |  | ● | * | ● | ● | ● | ● | ● | ● | ● | ● | ● |  |  |  |  | 0113a
VIVOTEK | VIVOTEK SD9366-EH |  | ● | * | ● | ● | ● | ● | ● | ● | ● | ● | ● |  |  |  |  | 0113a
VIVOTEK | VIVOTEK SD9366-EHL |  | ● | * | ● | ● | ● | ● | ● | ● | ● | ● | ● |  |  |  |  | 0113a
VIVOTEK | VIVOTEK SD9366-EH-v2 |  | ● | * | ● | ● | ● | ● | ● | ● | ● | ● | ● |  |  |  |  | 0113a
VIVOTEK | VIVOTEK SD9368-EHL |  | ● | * | ● | ● | ● | ● | ● | ● | ● | ● | ● |  |  | ● |  | 1.2201.35.01e
VIVOTEK | VIVOTEK SD9384-EHL |  | ● | * | ● | ● | ● | ● | ● | ● | ● | ● | ● |  |  | ● |  | 1.2101.35.01i
VIVOTEK | VIVOTEK SD9394-EHL |  | ● | * | ● | ● | ● | ● | ● | ● | ● | ● | ● |  |  | ● |  | 1.2201.37.01g
VIVOTEK | VIVOTEK SF8172 |  | ● | * | ● | * | * | * | ● | ● | ● | ● | ●
VIVOTEK | VIVOTEK SF8172V |  | ● | * | ● | * | * | * | ● | ● | ● | ● | ● |  |  |  |  | 0103b
VIVOTEK | VIVOTEK SF8174 |  | ● | * | ● | * | * | * | ● | ● | ● | ● | ● |  |  |  |  | 0103b
VIVOTEK | VIVOTEK SF8174V | ⓟⓒⓢ | ● | ● | ● | * | * | * | ● | ● | ● | ● | ● |  |  |  |  | 0100c
VIVOTEK | VIVOTEK VC8101 |  | ● | * | ● | * | * | * | ● | ● | ● | ● | ● |  |  |  |  | 0113a
VIVOTEK | VIVOTEK VC9101 |  | ● | * | ● | ● | * | * | ● | ● | ● | ● | ● |  |  |  |  | 2.2201.34.01d Compatible lens suggested by vendor: 1) CU9171-H (4M) 2) CU9183-H (5M, fisheye) ⓟⓒⓢ 3) CU9171-HF (4M) 4) CU9183-HF (5M, fisheye) ⓟⓒⓢ
VIVOTEK | VIVOTEK Video server
VIVOTEK | VIVOTEK VC8201 |  | ● | * | ● | * | ● | ● | ● | ● | ● | ● | ●
VIVOTEK | VIVOTEK VS8100 |  | ● | * | ● | * | ● | ● | ● | ● | * | ● | * |  |  |  |  | 0102b
VIVOTEK | VIVOTEK VS8102 |  | ● | ● | ● | * | ● | ● | ● | ● | ● | ● | ●
VIVOTEK | VIVOTEK VS8801 |  | ● | ● | ● | * | ● | ● | ● | ● | ● | ● | ●
VIVOTEK | VIVOTEK People Counting Camera
VIVOTEK | VIVOTEK SC8131 |  | ● | * | ● | * | * | * | ● | * | ● | * | * |  | 9 |  |  | 0104e
VIVOTEK | VIVOTEK SC9133-RTL |  | ● | * | ● | ● | * | * | ● | * | ●X2 | ● | ● | ● | 9 |  |  | 1.2102.36.01p_52454_1
VIVOTEK | VIVOTEK Joystick
VIVOTEK | VIVOTEK IPD-USB |  | * | * | * | * | ● | ● | * | * | * | * | *
VIVOTEK | (DIGIEVER NVR supports VIVOTEK cameras with Generic RTSP method)
VIVOTEK | URL |  |  |  | Generic MJPEG |  |  |  | Generic RTSP | Generic RTSP
VIVOTEK | VIVOTEK VS8401 | [7 empty] | live.sdp
WatchNET | WatchNET cameras
WatchNET | WatchNET MPIX-21IRBF-K |  |  | * | ● | * | * | * | ● | ● | * | * |  |  | 2, 3, 4, 6, 9, 11 |  |  | 2.420.WT01.0.T
WatchNET | WatchNET MPIX-40BIVF |  |  | * | ● | ● | * |  | ● | ● | * | * | * |  | 2, 3, 4, 6, 9, 11 |  |  | 2.622.10XX000.0.R, Build Date: 2018-08-23
WatchNET | WatchNET MPIX-40IRBFT |  |  | * | ● | ● | * | * | ● | ● | * | ● |  |  | 2, 3, 4, 6, 9, 11 |  |  | 2.460.WT01.0.R
WatchNET | WatchNET MPIX-40VDV-IRM |  |  | * | ● | ● | * |  | ● | ● | * | ● | * |  | 2, 3, 4, 6, 9, 11 |  |  | V2.800.00WT000.0.T, Build Date: 2019-01-25
WatchNET | WatchNET MPIX-40VDV-IRV |  |  | * | ● | ● | * |  | ● | ● | * | * | * |  | 2, 3, 4, 6, 9, 11 |  |  | 2.622.00WT000.0.R, Build Date: 2018-11-20
WatchNET | WatchNET MPIX-50BIVF-M |  |  | * | ● | ● | * | * | ● | ● | * | * | * |  | 2, 3, 4, 6, 9, 11 |  |  | 41.7.107.76-r3
WatchNET | WatchNET MPIX-50BIVF-M |  |  | * | ● | ● | * | * | ● | ● | * | * | * |  | 2, 3, 4, 6, 9, 11 |  |  | 41.7.107.76-r3
WatchNET | WatchNET MPIX-50VDV-IRV-M |  |  | * | ● | ● | * | * | ● | ● | * | ● | * |  | 2, 3, 4, 6, 9, 11 |  |  | 41.7.107.76-r3
WatchNET | WatchNET MPIX-50VDV-IRV-M |  |  | * | ● | ● | * | * | ● | ● | * | ● | * |  | 2, 3, 4, 6, 9, 11 |  |  | 41.7.107.76-r3
WatchNET | WatchNET 8ch DVR
WatchNET | WatchNET PNT-0821-2T | ◆ | * | * | ● | ● | * | * | ● | ● | * | ● | [5 empty] | 5.60pt.WT 18.2
WEBGATE | (DIGIEVER NVR supports WEBGATE cameras with ONVIF)
WEBGATE | WEBGATE NE5100ED-SIR1-F2.8 |  | * | * | ● | ● | * | * | ● | ● | * | ● | * |  |  |  |  | 5.1.1.0(34567)
WEBGATE | WEBGATE NE5100VD-SIR2-AF |  | * | * | ● | ● | * | * | ● | ● | * | ● | * |  |  |  |  | 5.1.1.0(34567)
WEBGATE | WEBGATE NE5100BL-SIR1-F2.8 |  | * | * | ● | ● | * | * | ● | ● | * | ● | * |  |  |  |  | 5.1.1.0(34567)
WEBGATE | WEBGATE NE5100BL-SIR2-AF |  | * | * | ● | ● | * | * | ● | ● | * | ● | * |  |  |  |  | 5.1.1.0(34567)
XeronVision | (DIGIEVER NVR supports XeronVision cameras with ONVIF)
XeronVision | XeronVision XV-BL2031-IR |  |  |  | ● | * | * | * | ● | ● |  | ● | [5 empty] | nsd-1.2.1.18-20150911
XeronVision | XeronVision XV-IVD2011-IR |  |  |  | ● | * | * | * | ● | ● |  | ● | [5 empty] | nsd-1.2.1.18-20150911
XeronVision | XeronVision XV-ML2011-IR |  |  |  | ● | * | * | * | ● | ● |  | ● | [5 empty] | nsd-1.2.1.18-20150911
XeronVision | XeronVision XV-ML3011-IR |  |  |  | ● | * | * | * | ● | ● |  | ● | [5 empty] | nsd-1.2.1.18-20150911
XeronVision | XeronVision XV-OVD1011-IR |  |  |  | ● | * | * | * | ● | ● |  | ● | [5 empty] | nsd-1.2.1.18-20150911
XeronVision | XeronVision XV-OVD2011-IR |  |  |  | ● | * | * | * | ● | ● |  | ● | [5 empty] | nsd-1.2.1.18-20150911
XeronVision | XeronVision XV-OVD2024-I |  |  |  | ● | * | * | * | ● | ● |  | ● | [5 empty] | nsd-1.2.1.18-20150911
XeronVision | XeronVision XV-OVD2031-1R |  |  |  | ● | * | * | * | ● | ● |  | ● | [5 empty] | nsd-1.2.1.18-20150911
XeronVision | XeronVision XV-OVD2031-IR |  |  |  | ● | * | * | * | ● | ● |  | ● | [5 empty] | nsd-1.2.1.18-20150911
YOKO | YOKO cameras
YOKO | YOKO RYKIP1H30E02101X9-SE |  |  |  | ● | * | * | * | ● | ● |  | ●
YOKO | YOKO RYKIP3802E022NLP9-SE |  |  |  | ● | * | * | * | ● | ● |  | ●
YOKO | YOKO RYKIP3D02E013NLP9-SE |  |  |  | ● | * | * | * | ● | ● |  | ●
YOKO | YOKO RYKIP4831E032Y1P9-SE |  |  |  | ● | * | * | * | ● | ● |  | ●
YOKO | YOKO RYKIP5831E012D2P9-SE |  |  |  | ● | * | * | * | ● | ● |  | ●
YOKO | YOKO RYKIP6831E062D1P9-SE |  |  |  | ● | * | * | * | ● | ● |  | ●
YOKO | YOKO RYKIPBL100 |  |  |  | ● | * | * | * | ● | ● |  | ●
YOKO | YOKO RYKIPBL200 |  |  |  | ● | * | * | * | ● | ● |  | ●
YOKO | YOKO RYKIPBL300 |  |  |  | ● | * | * | * | ● | ● |  | ●
YOKO | YOKO RYKIPBX100 |  |  |  | ● | * | * | * | ● | ● |  | ●
YOKO | YOKO RYKIPBX200 |  |  |  | ● | * | * | * | ● | ● |  | ●
YOKO | YOKO RYKIPBX300 |  |  |  | ● | * | * | * | ● | ● |  | ●
YOKO | YOKO RYKIPCB010 |  |  |  | ● | * | * | * | ● | ● |  | ●
YOKO | YOKO RYKIPCB200 |  |  |  | ● | * | * | * | ● | ● |  | ●
YOKO | YOKO RYKIPFD100 |  |  |  | ● | * | * | * | ● | ● |  | ●
YOKO | YOKO RYKIPFD200 |  |  |  | ● | * | * | * | ● | ● |  | ●
YOKO | YOKO RYKIPFD200EE-SE |  |  |  | ● | * | * | * | ● | ● |  | ●
YOKO | YOKO RYKIPFD300 |  |  |  | ● | * | * | * | ● | ● |  | ●
YOKO | YOKO RYKIPVD100 |  |  |  | ● | * | * | * | ● | ● |  | ●
YOKO | YOKO RYKIPVD200 |  |  |  | ● | * | * | * | ● | ● |  | ●
YOKO | YOKO RYKIPVD300 |  |  |  | ● | * | * | * | ● | ● |  | ●
Yudor | (DIGIEVER NVR supports Yudor cameras with ONVIF)
Yudor | Yudor YUC-7988 |  |  |  | ● | * | * | * | ● | ● |  | ●
Yudor | Yudor YUC-7A27 |  |  |  | ● | * | * | * | ● | ● |  | ●
Yudor | Yudor YUC-7A88 |  |  |  | ● | * | * | * | ● | ● |  | ●
Yudor | Yudor YUC-H626 |  |  |  | ● | * | * | * | ● | ● |  | ●
Yudor | Yudor YUC-H627 |  |  |  | ● | * | * | * | ● | ● |  | ●
Yudor | Yudor YUC-H688 |  |  |  | ● | * | * | * | ● | ● |  | ●
Yudor | Yudor YUC-H7926 |  |  |  | ● | * | * | * | ● | ● |  | ●
Yudor | Yudor YUC-H7927 |  |  |  | ● | * | * | * | ● | ● |  | ●
Yudor | Yudor YUC-H7A26 |  |  |  | ● | * | * | * | ● | ● |  | ●
Yudor | Yudor YUC-HD27 |  |  |  | ● | * | * | * | ● | ● |  | ●
Yudor | Yudor YUC-HD87P |  |  |  | ● | * | * | * | ● | ● |  | ●
Yudor | Yudor YUC-HF88 |  |  |  | ● | * | * | * | ● | ● |  | ●
Yudor | Yudor YUC-HG86 |  |  |  | ● | * | * | * | ● | ● |  | ●
Yudor | Yudor YUC-Hi26 |  |  |  | ● | * | * | * | ● | ● |  | ●
Yudor | Yudor YUC-Hi27 |  |  |  | ● | * | * | * | ● | ● |  | ●
Yudor | Yudor YUC-Hi88 |  |  |  | ● | * | * | * | ● | ● |  | ●
Yudor | Yudor YUC-HK27 |  |  |  | ● | * | * | * | ● | ● |  | ●
Yudor | Yudor YUC-HL26 |  |  |  | ● | * | * | * | ● | ● |  | ●
Yudor | Yudor YUC-HL88 |  |  |  | ● | * | * | * | ● | ● |  | ●
Zavio | Zavio cameras
Zavio | Zavio B5010 |  |  |  | ● | * | * | * | ● | ●
Zavio | Zavio B5111 |  |  |  | ● | * | * | * | ● | ●
Zavio | Zavio B5210 |  |  |  | ● | * | * | * | ● | ●
Zavio | Zavio B7210 |  |  |  | ● | * | * | ● | ● | ●
Zavio | Zavio B8210 |  |  | * | ● | * | * | * | ● | ● |  | ● | [5 empty] | 02_C016
Zavio | Zavio B8220 |  |  | * | ● | * | * | * | ● | ● |  | ● | [5 empty] | 01_C010
Zavio | Zavio D3100 |  |  |  | ● | * | * | * | ● | ●
Zavio | Zavio D3200 |  |  |  | ● | * | * | * | ● | ●
Zavio | Zavio D5113 |  |  |  | ● | * | * | ● | ● | ●
Zavio | Zavio D5210 |  |  |  | ● | * | * | ● | ● | ●
Zavio | Zavio D7111 |  |  |  | ● | * | * | ● | ● | ●
Zavio | Zavio D8210 |  |  | * | ● | * | * | * | ● | ● |  | ● | [5 empty] | 02_C016
Zavio | Zavio F3000 |  |  |  | ● | * | * | * | ● | ●
Zavio | Zavio F3005 |  |  |  | ● | * | * | * | ● | ●
Zavio | Zavio F3102 |  |  |  | ● | * | * | * | ● | ●
Zavio | Zavio F3107 |  |  |  | ● | * | * | * | ● | ●
Zavio | Zavio F3110 |  |  |  | ● | * | * | * | ● | ● | [7 empty] | M2.1.6.03
Zavio | Zavio F3115 |  |  |  | ● | * | * | * | ● | ●
Zavio | Zavio F3201 |  |  |  | ● | * | * | * | ● | ●
Zavio | Zavio F3206 |  |  |  | ● | * | * | * | ● | ●
Zavio | Zavio F3210 |  |  |  | ● | * | * | * | ● | ●
Zavio | Zavio F7210 |  |  |  | ● | * | * | ● | ● | ●
Zavio | Zavio P5111 |  |  |  | ● | * | ● | * | ● | ● | [7 empty] | M2.1.6.04
Zavio | Zavio P5116 |  |  |  | ● | * | ● | * | ● | ●
Zavio | Zavio P5210 |  |  |  | ● | * | ● | * | ● | ● | [7 empty] | M2.1.6.04
Zavio | Zavio P6210 |  |  | * | ● | * | ● | ● | ● | ● |  | * | [5 empty] | 01
3S | 3S cameras
3S | 3S N1011 |  |  | * | ● | * | * | * | ● | ● |  | ●
3S | 3S N1012 |  |  | * | ● | * | * | * | ● | ● |  | ● | [5 empty] | V1.01.2_STD-1
3S | 3S N1031 |  |  | * | ● | * | * | * | ● | ● |  | ●
3S | 3S N1032 |  |  | * | ● | * | * | * | ● | ● |  | ●
3S | 3S N1072 |  |  | * | ● | * | * | * | ● | ● |  | ●
3S | 3S N1073 |  |  | * | ● | * | * | * | ● | ● |  | ●
3S | 3S N3011 |  |  | * | ● | * | * | * | ● | ● |  | ● | [5 empty] | V1.01.2_STD-1
3S | 3S N3012 |  |  | * | ● | * | * | * | ● | ● |  | ● | [5 empty] | V1.01.2_STD-1
3S | 3S N3031 |  |  | * | ● | * | * | ● | ● | ● |  | ●
3S | 3S N3032 |  |  | * | ● | * | * | * | ● | ● |  | ●
3S | 3S N3071 |  |  | * | ● | * | * | * | ● | ● |  | ●
3S | 3S N3072 |  |  | * | ● | * | * |  | ● | ● |  | ●
3S | 3S N3073 |  |  | * | ● | * | * | * | ● | ● |  | ●
3S | 3S N3074 |  |  | * | ● | * | * |  | ● | ● |  | ●
3S | 3S N4011 |  |  | * | ● | * | ● | ● | ● | ● |  | ●
3S | 3S N4012 |  |  | * | ● | * | ● | ● | ● | ● |  | ●
3S | 3S N4013 |  |  | * | ● | * | ● | ● | ● | ● |  | ●
3S | 3S N5011 |  |  | * | ● | * | ● | ● | ● | ● |  | ●
3S | 3S N5012 |  |  | * | ● | * | ● | ● | ● | ● |  | ●
3S | 3S N5013 |  |  | * | ● | * | ● | ● | ● | ● |  | ●
3S | 3S N5071 |  |  | * | ● | * | ● | ● | ● | ● |  | ●
3S | 3S N5072 |  |  | * | ● | * | ● | ● | ● | ● |  | ●
3S | 3S N6011 |  |  | * | ● | * | * | * | ● | ● |  | ● | [5 empty] | V1.01.2_STD-1
3S | 3S N6012 |  |  | * | ● | * | * | * | ● | ● |  | ● | [5 empty] | V1.01.2_STD-1
3S | 3S N6013 |  |  | * | ● | * | * | * | ● | ● |  | ● | [5 empty] | V1.01.2_STD-1
3S | 3S N6014 |  |  | * | ● | * | * | * | ● | ● |  | ● | [5 empty] | V1.01.2_STD-1
3S | 3S N6015 |  |  | * | ● | * | * | * | ● | ● |  | ● | [5 empty] | V1.01.2_STD-1
3S | 3S N6016 |  |  | * | ● | * | * | * | ● | ● |  | ● | [5 empty] | V1.01.2_STD-1
3S | 3S N6031 |  |  | * | ● | * | * | * | ● | ● |  | ●
3S | 3S N6032 |  |  | * | ● | * | * | * | ● | ● |  | ●
3S | 3S N6033 |  |  | * | ● | * | * | ● | ● | ● |  | ●
3S | 3S N6034 |  |  | * | ● | * | * | * | ● | ● |  | ●
3S | 3S N6035 |  |  | * | ● | * | * | ● | ● | ● |  | ●
3S | 3S N6036 |  |  | * | ● | * | * | * | ● | ● |  | ●
3S | 3S N6037 |  |  | * | ● | * | * | ● | ● | ● |  | ●
3S | 3S N6038 |  |  | * | ● | * | * | * | ● | ● |  | ●
3S | 3S N6071 |  |  | * | ● | * | * | * | ● | ● |  | ●
3S | 3S N6072 |  |  | * | ● | * | * | * | ● | ● |  | ●
3S | 3S N6073 |  |  | * | ● | * | * | ● | ● | ● |  | ●
3S | 3S N6074 |  |  | * | ● | * | * | ● | ● | ● |  | ●
3S | 3S N6075 |  |  | * | ● | * | * | * | ● | ● |  | ●
3S | 3S N6076 |  |  | * | ● | * | * | ● | ● | ● |  | ●
3S | 3S N6077 |  |  | * | ● | * | * | * | ● | ● |  | ●
3S | 3S N6078 |  |  | * | ● | * | * | ● | ● | ● |  | ●
3S | 3S N6079 |  |  | * | ● | * | * | * | ● | ● |  | ●
3S | 3S N8011 |  |  | * | ● | * | * | * | ● | ● |  | ● | [5 empty] | V1.01.2_STD-1
3S | 3S N8012 |  |  | * | ● | * | * | * | ● | ● |  | ● | [5 empty] | V1.01.2_STD-1
3S | 3S N8031 |  |  | * | ● | * | * | * | ● | ● |  | ●
3S | 3S N8032 |  |  | * | ● | * | * | * | ● | ● |  | ●
3S | 3S N8071 |  |  | * | ● | * | * | * | ● | ● |  | ●
3S | 3S N8072 |  |  | * | ● | * | * | * | ● | ● |  | ●
3S | 3S N9012 |  |  | * | ● | * | * | * | ● | ● |  | ● | [5 empty] | V1.01.2_STD-1
3S | 3S N9018 | ⓟⓒⓢ |  | * | ● | * | * | * | ● | ● |  | ● | [5 empty] | V1.01.2_STD-1
3S | 3S N9032-C |  |  | * | ● | * | * | * | ● | ● | * | *
3S | 3S N9033 |  |  | * | ● | * | * | ● | ● | ● |  | ●
3S | 3S N9034 |  |  | * | ● | * | * | * | ● | ● |  | ●
3S | 3S N9071 |  |  | * | ● | * | * | * | ● | ● |  | ●
3S | 3S N9073 |  |  | * | ● | * | * | ● | ● | ● |  | ●
3S | 3S N9074 |  |  | * | ● | * | * | * | ● | ● |  | ● | [5 empty] | V1.01_STD-1
3S | 3S N9082 |  |  | * | ● | * | * | * | ● | ● |  | *
3S | 3S Video Server
3S | 3S S2071 |  |  |  | ● | * | ● | ● | ● | ● |  | ● | [5 empty] | V1.07.3_STD-1
3S | 3S S4071 |  |  |  | ● | * | ● | ● | ● | ● |  | ● | [5 empty] | V1.07.3_STD-1
3S | 3S Joystick
3S | 3S DS-783UKB |  | * | * | * | * | ● | ● | * | * | * | * | [5 empty] | V1.07.3_STD-1
Note:
1. More models are under integration and will be released soon.
2. Two-way audio: ACTi, AXIS, Brickcom, Canon, Hi-Sharp, Honeywell, Hunt, Levelone, Milesight, Only, ONVIF, Risk Captur, SONY, Sunell, TOA (5-generation camera), VIVOTEK (LAN), WatchNet
3. Edge recording: ACTi, AXIS (H.264 only), Airflying, Brickcom, Chiper, Dahua, Dynacolor, Hanwha, Honeywell, HUNT, LILIN, Milesight, Only, Pinetron, SONY(H.264 only), Tecom VIVOTEK, WatchNet
4. VB Search supports Canon cameras listed in the compatible list except VB-C series.
5. Local liveview supports ImmerVersion engine codec of H.264 and MJPEG only.
6. For camera added via ONVIF protocol, please follow below steps to set up camera event (like motion detection, digital input, tampering detection) on DIGIEVER:
 (1) On DIGIEVER NVR: Enable camera event on event and action management page.
 (2) On camera webpage: Enable camera event on camera setting page
7. NVR supports H.264 and H.265 through ONVIF. For MJPEG format, please use Generic_MJPEG to add the camera.
8. NVR supports Honeywell IVA through ONVIF (by Model): Motion Detection, Advanced Motion Detection, Tampering Detection, Intrusion Detection, Loitering Detection, People Counting Threshold Notice
9. Cameras are not supported in Camera Digital Output in the Event & Action Management : Canon and TOA
10. "Setting from Camera" supported brand: AXIS(5.00 or below version), Brickcom, Canon, Chiper, Dynacolor, Hunt, iCantek, IDIS, i-Pro (, LILIN, Linksys, MEDIAEDGE, Messoa, Milesight, ONLY, ONVIF, Panasonic (except for BB-HCM, BL, BB-HCE series), PROBE, Provision ISR, Samsung, SECUBEST, Sony, TOA, Topview, VIVOTEK
Note: Settings from camera doesn’t support MJPEG for Panasonic cameras. NVR will switch the format to H.265, H.264 or MPEG-4 if users choose MJPEG.
Copyright ® DIGIEVER Corporation All Rights Reserved
Note on T15: 作者: 非標準 protocol & streaming 可以via NVR

## AI (Metadata)
DIGIEVER AI (Metadata) Device Compatibility List
The list is applied for DIGIEVER NVR firmware 78-2 version or later | [23 empty] | Update: Oct. 2024
● Supported by both NVR & device |  |  |  |  | NVR |  |  | Supported Metadata Event No. : |  |  |  | 1. Motion Detection |  | 10. Shock Detection |  |  |  | 19. Region Entrance Detection |  |  | 28. Fallen Person Detection
* Supported by NVR but not supported by device |  |  |  |  | Support | Not Support | [5 empty] | 2. Intrusion Detection |  | 11. Face Detection |  |  |  | 20. Region Exiting Detection |  |  | 29. Aggressive Detection
▲ Support by device but not supported by NVR |  |  | AI Device | Support | ● | ▲ | [5 empty] | 3. Loitering Detection |  | 12. Object Status Change Detection |  |  |  | 21. No PPE Detection |  |  | 30. Bullying Detection
ｘNot supported by both NVR & device |  |  |  | Not Support | * | ｘ | [5 empty] | 4. Cross Line Detection |  | 13. Social Distance Detection |  |  |  | 22. Forklift No PPE Detection |  |  | 31. Imminent Threat Detection
[12 empty] | 5. Audio Detection |  | 14. Smart Tracking Detection |  |  |  | 23. Stopping Detection |  |  | 32. LPR Detection
[12 empty] | 6. Missing Object Detection |  | 15. Running Detection |  |  |  | 24. Stay & Go Detection |  |  | 33. Animal Detection
[12 empty] | 7. Tampering Detection |  | 16. Illegal Parking Detection |  |  |  | 25. Crowd Detection |  |  | 34. Fire & Smoke Detection
[12 empty] | 8. Foreign Object Detection |  | 17. Digital Input |  |  |  | 26. Hand & Foot Intrusion Detection |  |  | 35. Zone Counting Threshold Detection
[12 empty] | 9. Restricted Zone Detection |  | 18. Advanced Motion Detection |  |  |  | 27. Intentional Body Gaze Detection |  |  | 36. Multi Zone Counting Threshold Detection
Supported in the NVR latest version
Copyright ® DIGIEVER Corporation All Rights Reserved |  | Metadata
Brand | Camera Model | People | [10 empty] | Car |  | Face | [7 empty] | Event | Remark
|  | Top |  |  | Bottom |  |  | Cap |  | Bag |  | Height | Color | Type | Gender | Age (support with different age range) |  |  |  | Headwear | Mask | Glasses | Supported Event (By Brand) | Camera FW
|  | Color | Length | Type | Color | Length | Type | Yes/No | Type | Yes/No | Type |  |  |  |  | Young | Adult | Middle | Senior
AXIS | AXIS Cameras
AXIS | M4327-P | ● (fw 11.5 ↑ camera with ARPTEC-8 or Ambarella CV25) | * | ｘ | ● (fw 11.5 ↑ camera with ARPTEC-8 or Ambarella CV25) | * | ｘ | * | ｘ | * | * | ｘ | ● (fw 11.5 ↑ camera with ARPTEC-8 or Ambarella CV25) | ● | * | * | * | * | * | * | * | * | 1, 5, 7, 12, 17 (Depends on camera's capability) | 11.5.64
AXIS | P1455-LE | ● (fw 11.5 ↑ camera with ARPTEC-8 or Ambarella CV25) | * | ｘ | ● (fw 11.5 ↑ camera with ARPTEC-8 or Ambarella CV25) | * | ｘ | * | ｘ | * | * | ｘ | ● (fw 11.5 ↑ camera with ARPTEC-8 or Ambarella CV25) | ● | * | * | * | * | * | * | * | * |  | 11.10.56
AXIS | P3265-LV | ● (fw 11.5 ↑ camera with ARPTEC-8 or Ambarella CV25) | * | ｘ | ● (fw 11.5 ↑ camera with ARPTEC-8 or Ambarella CV25) | * | ｘ | * | ｘ | * | * | ｘ | ● (fw 11.5 ↑ camera with ARPTEC-8 or Ambarella CV25) | ● | * | * | * | * | * | * | * | * |  | 10.8.1
Hanwha | Hanwha Cameras
Hanwha | PNO-A6081R | ● | ● | ｘ | ● | ● | ｘ | ● | ｘ | ● | * | ｘ | ● | ● | ● | ● (0~19) | ● (20~44) | ● (45~ 64) | ● (65+) | ● | ● | ● | 1, 5, 7, 12, 13, 14, 17 (Depends on camera's capability) | V2.11.03
Hanwha | PNB-A6001 | ● | ● | ｘ | ● | ● | ｘ | ● | ｘ | ● | * | ｘ | ● | ● | ● | ● (0~19) | ● (20~44) | ● (45~ 64) | ● (65+) | ● | ● | ●
Hanwha | PNB-A9001 | ● | ● | ｘ | ● | ● | ｘ | ● | ｘ | ● | * | ｘ | ● | ● | ● | ● (0~19) | ● (20~44) | ● (45~ 64) | ● (65+) | ● | ● | ●
Hanwha | PNB-A9001LP | ● | ● | ｘ | ● | ● | ｘ | ● | ｘ | ● | * | ｘ | ● | ● | ● | ● (0~19) | ● (20~44) | ● (45~ 64) | ● (65+) | ● | ● | ●
Hanwha | PND-A6081RF | ● | ● | ｘ | ● | ● | ｘ | ● | ｘ | ● | * | ｘ | ● | ● | ● | ● (0~19) | ● (20~44) | ● (45~ 64) | ● (65+) | ● | ● | ●
Hanwha | PND-A6081RV | ● | ● | ｘ | ● | ● | ｘ | ● | ｘ | ● | * | ｘ | ● | ● | ● | ● (0~19) | ● (20~44) | ● (45~ 64) | ● (65+) | ● | ● | ●
Hanwha | PND-A9081RF | ● | ● | ｘ | ● | ● | ｘ | ● | ｘ | ● | * | ｘ | ● | ● | ● | ● (0~19) | ● (20~44) | ● (45~ 64) | ● (65+) | ● | ● | ●
Hanwha | PND-A9081RV | ● | ● | ｘ | ● | ● | ｘ | ● | ｘ | ● | * | ｘ | ● | ● | ● | ● (0~19) | ● (20~44) | ● (45~ 64) | ● (65+) | ● | ● | ●
Hanwha | PNO-A9081R | ● | ● | ｘ | ● | ● | ｘ | ● | ｘ | ● | * | ｘ | ● | ● | ● | ● (0~19) | ● (20~44) | ● (45~ 64) | ● (65+) | ● | ● | ●
Hanwha | PNO-A9081RLP | ● | ● | ｘ | ● | ● | ｘ | ● | ｘ | ● | * | ｘ | ● | ● | ● | ● (0~19) | ● (20~44) | ● (45~ 64) | ● (65+) | ● | ● | ●
Hanwha | PNO-A9311R | ● | ● | ｘ | ● | ● | ｘ | ● | ｘ | ● | * | ｘ | ● | ● | ● | ● (0~19) | ● (20~44) | ● (45~ 64) | ● (65+) | ● | ● | ●
Hanwha | PNV-A6081R | ● | ● | ｘ | ● | ● | ｘ | ● | ｘ | ● | * | ｘ | ● | ● | ● | ● (0~19) | ● (20~44) | ● (45~ 64) | ● (65+) | ● | ● | ●
Hanwha | PNV-A9081RLP | ● | ● | ｘ | ● | ● | ｘ | ● | ｘ | ● | * | ｘ | ● | ● | ● | ● (0~19) | ● (20~44) | ● (45~ 64) | ● (65+) | ● | ● | ●
Milesight | Milesight Cameras
Milesight | MS-C2964-FPE | * | * | ｘ | * | * | ｘ | * | ｘ | * | * | ｘ | * | * | ● | ● (0~19) | ● (20~44) | ● (45~ 64) | ● (65+) | ● | ● | ● | 1, 2, 3, 4, 6, 7, 8, 18, 19, 20 (Depends on camera's capability) | 61.8.85.4-c4-t18
Milesight | MS-C2966-RFPE | * | * | ｘ | * | * | ｘ | * | ｘ | * | * | ｘ | * | * | ● | ● (0~19) | ● (20~44) | ● (45~ 64) | ● (65+) | ● | ● | ●
Milesight | MS-C2973-PD | * | * | ｘ | * | * | ｘ | * | ｘ | * | * | ｘ | * | * | ● | ● (0~19) | ● (20~44) | ● (45~ 64) | ● (65+) | ● | ● | ●
Milesight | MS-C5372-FPE | * | * | ｘ | * | * | ｘ | * | ｘ | * | * | ｘ | * | * | ● | ● (0~19) | ● (20~44) | ● (45~ 64) | ● (65+) | ● | ● | ●
ONLY | ONLY Cameras
Milesight | OY-T264 | * | * | ｘ | * | * | ｘ | * | ｘ | * | * | ｘ | * | * | ● | ● (0~19) | ● (20~44) | ● (45~ 64) | ● (65+) | ● | ● | ● | 1, 2, 3, 4, 6, 7, 8, 18, 19, 20 (Depends on camera's capability) | 61.8.85.4-r3
VIVOTEK | VIVOTEK Cameras
VIVOTEK | FD9365-EHTV-V2 | ● | * | ｘ | ● | * | ｘ | ● | ｘ | ● | * | ▲ | ● | ● | ● | * |  |  |  | * | * | * | 1, 2, 3, 4, 5, 6, 7, 8, 9, 10, 11, 14, 15, 16, 17 (Depends on camera's capability) | 1.2201.37.01g
VIVOTEK | CD9381-HNTV | ● | * | ｘ | ● | * | ｘ | ● | ｘ | ● | * | ▲ | ● | ● | ● | * |  |  |  | * | * | *
VIVOTEK | CD9381-HNVF2 | ● | * | ｘ | ● | * | ｘ | ● | ｘ | ● | * | ▲ | ● | ● | ● | * |  |  |  | * | * | *
VIVOTEK | FD9187-HT-V3 | ● | * | ｘ | ● | * | ｘ | ● | ｘ | ● | * | ▲ | ● | ● | ● | * |  |  |  | * | * | *
VIVOTEK | FD9383-HTV | ● | * | ｘ | ● | * | ｘ | ● | ｘ | ● | * | ▲ | ● | ● | ● | * |  |  |  | * | * | *
VIVOTEK | FD9383-HV | ● | * | ｘ | ● | * | ｘ | ● | ｘ | ● | * | ▲ | ● | ● | ● | * |  |  |  | * | * | *
VIVOTEK | FD9387-EHTV-V3 | ● | * | ｘ | ● | * | ｘ | ● | ｘ | ● | * | ▲ | ● | ● | ● | * |  |  |  | * | * | *
VIVOTEK | FD9391-EHTV-v2 | ● | * | ｘ | ● | * | ｘ | ● | ｘ | ● | * | ▲ | ● | ● | ● | * |  |  |  | * | * | *
VIVOTEK | FE9382-EHV-v2 | ● | * | ｘ | ● | * | ｘ | ● | ｘ | ● | * | ▲ | ● | ● | ● | * |  |  |  | * | * | *
VIVOTEK | FE9391-EHV-v2 | ● | * | ｘ | ● | * | ｘ | ● | ｘ | ● | * | ▲ | ● | ● | ● | * |  |  |  | * | * | *
VIVOTEK | IB9365-EHTV-v2 | ● | * | ｘ | ● | * | ｘ | ● | ｘ | ● | * | ▲ | ● | ● | ● | * |  |  |  | * | * | *
VIVOTEK | IB9383-HTV | ● | * | ｘ | ● | * | ｘ | ● | ｘ | ● | * | ▲ | ● | ● | ● | * |  |  |  | * | * | *
VIVOTEK | IB9383-HV | ● | * | ｘ | ● | * | ｘ | ● | ｘ | ● | * | ▲ | ● | ● | ● | * |  |  |  | * | * | *
VIVOTEK | IB9387-EHTV-V3 | ● | * | ｘ | ● | * | ｘ | ● | ｘ | ● | * | ▲ | ● | ● | ● | * |  |  |  | * | * | *
VIVOTEK | IB9391-EHTV-v2 | ● | * | ｘ | ● | * | ｘ | ● | ｘ | ● | * | ▲ | ● | ● | ● | * |  |  |  | * | * | *
VIVOTEK | IP9165-HT-v2 | ● | * | ｘ | ● | * | ｘ | ● | ｘ | ● | * | ▲ | ● | ● | ● | * |  |  |  | * | * | *
VIVOTEK | IP9165-LPC-v2 | ● | * | ｘ | ● | * | ｘ | ● | ｘ | ● | * | ▲ | ● | ● | ● | * |  |  |  | * | * | *
VIVOTEK | IP9181-HT-v2 | ● | * | ｘ | ● | * | ｘ | ● | ｘ | ● | * | ▲ | ● | ● | ● | * |  |  |  | * | * | *
VIVOTEK | IP9181-LPC-v2 | ● | * | ｘ | ● | * | ｘ | ● | ｘ | ● | * | ▲ | ● | ● | ● | * |  |  |  | * | * | *
VIVOTEK | IP9191-HT-v2 | ● | * | ｘ | ● | * | ｘ | ● | ｘ | ● | * | ▲ | ● | ● | ● | * |  |  |  | * | * | *
VIVOTEK | IP9191-LPC-v2 | ● | * | ｘ | ● | * | ｘ | ● | ｘ | ● | * | ▲ | ● | ● | ● | * |  |  |  | * | * | *
VIVOTEK | SD9161-H-v2 | ● | * | ｘ | ● | * | ｘ | ● | ｘ | ● | * | ▲ | ● | ● | ● | * |  |  |  | * | * | *
VIVOTEK | SD9368-EHL | ● | * | ｘ | ● | * | ｘ | ● | ｘ | ● | * | ▲ | ● | ● | ● | * |  |  |  | * | * | *
VIVOTEK | SD9384-EHL | ● | * | ｘ | ● | * | ｘ | ● | ｘ | ● | * | ▲ | ● | ● | ● | * |  |  |  | * | * | *
VIVOTEK | SD9394-EHL | ● | * | ｘ | ● | * | ｘ | ● | ｘ | ● | * | ▲ | ● | ● | ● | * |  |  |  | * | * | *
EdgeDX | EdgeDX AI Box
EdgeDX | AIB-TS2-08 | ● | ● | ｘ | ● | ● | ｘ | ● | ｘ | ● | ● | * | * | ● | ● | ● (0~19) | ● (20~44) | ● (45~ 64) | ● (65+) | ● | * | * | 2, 3, 4, 8, 21, 22, 23, 24, 25, 26, 27, 28, 29, 30, 31, 32, 33, 34, 35, 36 | 60310.1.103703.101
Copyright ® DIGIEVER Corporation All Rights Reserved

## NVR HDD
DIGIEVER Hard Disk Drive Compatibility List
The list is applied for DIGIEVER NVR firmware 78-2 version or later | [13 empty] | Update: Oct. 2024
Note1: The standard NVR of DIGIEVER is shipped without hard disk drive, and DIGIEVER does not make any warranty of the later-installed hard disk, or warranty of compatibility of all hard isks.
Note2: WD Caviar Green & Seagate Green have passed DIGIEVER lab's initial verification of compatibility. However, because many users have reported unstable experience with these hard disk drives, we do not recommend using these had disk drives with DIGIEVER products.
Note3: DIGIEVER will not be liable for the damage caused by this and loss of data in DIGIEVER Products.
Note4: It is strongly recommended to use SATA III (6Gb/s) and 7200RPM HDD for recording
Note5: The HDD models listed in HDD compatibility have passed DIGIEVER research and development department’s testing and verification. Users can also use HDD which is not listed in HDD compatibility. However, it is strongly recommended to use SATA III (6Gb/s) and 7200RPM HDD provided by top-tier HDD manufactures for NVR recording purpose in order to ensure it has qualified quality with strict verification in both design and production process.
Note6: To use HDD more than 6TB on DIGIARRAY, please upgrade DIGIARRAY to version 0.963-727 via NVR (2.1.x.62 or above version.)
*As the suggestion of hard disk drive providers, the hard disk drive is recognized as compatible with DIGIEVER products if the same family drive has passed the compatibility test.
Supported in the NVR latest version
Copyright ® DIGIEVER Corporation All Rights Reserved
● DIGIEVER NVR is compatible to the HDD |  |  | * DIGIEVER NVR is NOT compatible to the HDD |  |  |  | ▲ DIGIEVER NVR hasn't verified for the HDD | ▲ DIGIEVER NVR hasn't verified for the HDD
UHD/ Pro/ Pro+ NVR and DIGIARRAY Series
Hitachi
|  | Model Number | Interface | Capacity | DS-16x00-RM UHD DS-8x00-RM UHD DS-4x00-RM UHD | DS-16x00-RM Pro+ DS-8x00-SRM Pro+ | DS-4x00 Pro+ | DS-4100-RM | DS-4200 UHD(+) | DS-4100 UHD | DS-2200 UHD(+) | DS-2100 UHD | DS-1200 | DA-4000E
Hitachi | Ultrastar | HUH721010ALE604 | SATA III (6Gb/s) | 10TB | ● | ● | ● | ● | ● | ● | ● | ● | ● | ●
Hitachi | Ultrastar | HUS728T8TALE6L4 | SATA III (6Gb/s) | 8TB | ● | ● | ● | ● | ● | ● | ● | ● | ● | ●
Hitachi | Ultrastar | HUS724040ALA640 | SATA III (6Gb/s) | 4TB | ● | ● | ● | ● | ● | ● | ● | ● | ● | ●
Hitachi | Ultrastar | HUS726T4TALA6L4 | SATA III (6Gb/s) | 4TB | ● | ● | ● | ● | ● | ● | ● | ● | ● | ●
Hitachi | Deskstar | HDS723030ALA640 | SATA II (3Gb/s) | 3TB | ● | ● | ● | ● | ● | ● | ● | ● | ● | ●
Hitachi | Deskstar | HDS723020BLA642 | SATA III (6Gb/s) | 2TB | ● | ● | ● | ● | ● | ● | ● | ● | ● | ●
Hitachi | Ultrastar | HUS722T2TALA604 | SATA III (6Gb/s) | 2TB | ● | ● | ● | ● | ● | ● | ● | ● | ● | ●
Hitachi | Ultrastar | HUS722T1TALA604 | SATA III (6Gb/s) | 1TB | ● | ● | ● | ● | ● | ● | ● | ● | ● | ●
Micron
|  | Model Number | Interface | Capacity | DS-16x00-RM UHD DS-8x00-RM UHD DS-4x00-RM UHD | DS-16x00-RM Pro+ DS-8x00-SRM Pro+ | DS-4x00 Pro+ | DS-4100-RM | DS-4200 UHD(+) | DS-4100 UHD | DS-2200 UHD(+) | DS-2100 UHD | DS-1200 | DA-4000E
Micron | SSD | MTFDDAK960TGA | SATA III (6Gb/s) | 960GB | ● | ▲ | ▲ | ▲ | ● | ▲ | ● | ▲ | ● | ▲
Micron | SSD | MTFDDAK1T9TGA | SATA III (6Gb/s) | 2TB | ▲ | ▲ | ▲ | ▲ | ● | ▲ | ● | ▲ | ● | ▲
Samsung
|  | Model Number | Interface | Capacity | DS-16x00-RM UHD DS-8x00-RM UHD DS-4x00-RM UHD | DS-16x00-RM Pro+ DS-8x00-SRM Pro+ | DS-4x00 Pro+ | DS-4100-RM | DS-4200 UHD(+) | DS-4100 UHD | DS-2200 UHD(+) | DS-2100 UHD | DS-1200 | DA-4000E
Samsung | EcoGreen | HD103SI-F2EG | SATA II (3Gb/s) | 1TB | * | * | * | * | * | * | * | * | ● | *
Samsung | SpinPoint F1 | HD103UI-F1EG | SATA II (3Gb/s) | 1TB | * | * | * | * | * | * | * | * | ● | *
Seagate
|  | Model Number | Interface | Capacity | DS-16x00-RM UHD DS-8x00-RM UHD DS-4x00-RM UHD | DS-16x00-RM Pro+ DS-8x00-SRM Pro+ | DS-4x00 Pro+ | DS-4100-RM | DS-4200 UHD(+) | DS-4100 UHD | DS-2200 UHD(+) | DS-2100 UHD | DS-1200 | DA-4000E
Seagate | SkyHawk AI | ST16000VE000 | SATA III (6Gb/s) | 16TB | ● | ● | ● | ● | ● | ● | ● | ● | ● | ●
Seagate | SkyHawk AI | ST16000VE000-2L2103 | SATA III (6Gb/s) | 16TB | ● | ● | * | ● | ● | ● | ● | ● | ● | *
Seagate | SkyHawk AI | ST14000VE0008 | SATA III (6Gb/s) | 14TB | ● | ● | ● | ● | ● | ● | ● | ● | ● | ●
Seagate | SkyHawk | ST14000VX0008-ZHZ059MG | SATA III (6Gb/s) | 14TB | ● | ● | ● | ● | ● | ● | ● | ● | ● | ●
Seagate | SkyHawk AI | ST12000VE0008 | SATA III (6Gb/s) | 12TB | ● | ● | ● | ● | ● | ● | ● | ● | ● | ●
Seagate | SkyHawk | ST12000VX0008 | SATA III (6Gb/s) | 12TB | ● | ● | ● | ● | ● | ● | ● | ● | ● | ●
Seagate | Enterprise | ST1000NM000A | SATA III (6Gb/s) | 10TB | ● | ● | ▲ | ● | ● | ● | ● | ● | ● | ▲
Seagate | SkyHawk | ST10000VE0004-ZA24WX78 | SATA III (6Gb/s) | 10TB | ● | ● | ● | ● | ● | ● | ● | ● | ● | ●
Seagate | SkyHawk AI | ST10000VE0008 | SATA III (6Gb/s) | 10TB | ● | ● | ● | ● | ● | ● | ● | ● | ● | ●
Seagate | SkyHawk AI | ST10000VX0004-1ZE101 | SATA III (6Gb/s) | 10TB | ● | ● | ● | ● | ● | ● | ● | ● | ● | ●
Seagate | SkyHawk | ST10000VX0008 | SATA III (6Gb/s) | 10TB | ● | ● | ● | ● | ● | ● | ● | ● | ● | ●
Seagate | Enterprise | ST8000NM000A | SATA III (6Gb/s) | 8TB | ● | ● | ▲ | ● | ● | ● | ● | ● | ● | ▲
Seagate | SkyHawk AI | ST8000VE000-2P6101 | SATA III (6Gb/s) | 8TB | ● | ● | * | ● | ● | ● | ● | ● | ● | *
Seagate | SkyHawk AI | ST8000VE0004 | SATA III (6Gb/s) | 8TB | ● | ● | ● | ● | ● | ● | ● | ● | ● | ●
Seagate | SkyHawk | ST8000VX0002-1Z6112 | SATA III (6Gb/s) | 8TB | ● | ● | ● | ● | ● | ● | ● | ● | ● | ●
Seagate | SkyHawk AI | ST8000VX0022 | SATA III (6Gb/s) | 8TB | ● | ● | ● | ● | ● | ● | ● | ● | ● | ●
Seagate | SkyHawk AI | ST8000VX0022-2EJ112 | SATA III (6Gb/s) | 8TB | ● | ● | ● | ● | ● | ● | ● | ● | ● | ●
Seagate | SkyHawk | ST8000VX004-2M1101 | SATA III (6Gb/s) | 8TB | ● | ● | * | ● | ● | ● | ● | ● | ● | *
Seagate | Constellation | ST6000NM0024 | SATA III (6Gb/s) | 6TB | ● | ● | ● | ● | ● | ● | ● | ● | ● | ●
Seagate | Surveillance HDD | ST6000VX0001 | SATA III (6Gb/s) | 6TB | ● | ● | ● | ● | ● | ● | ● | ● | ● | ●
Seagate | Surveillance HDD | ST6000VX0001-1SH17Z | SATA III (6Gb/s) | 6TB | ● | ● | ● | ● | ● | ● | ● | ● | ● | *
Seagate | SkyHawk | ST6000VX0003-1ZH110 | SATA III (6Gb/s) | 6TB | ● | ● | ● | ● | ● | ● | ● | ● | ● | *
Seagate | SkyHawk | ST6000VX0023-2EF110 | SATA III (6Gb/s) | 6TB | ● | ● | ● | ● | ● | ● | ● | ● | ● | *
Seagate | Constellation | ST5000NM0024 | SATA III (6Gb/s) | 5TB | ● | ● | ● | ● | ● | ● | ● | ● | ● | ●
Seagate | Constellation | ST5000NM0025 | SATA III (6Gb/s) | 5TB | ● | ● | ● | ● | ● | ● | ● | ● | ● | ●
Seagate | Enterprise | ST5000NM0084 | SATA III (6Gb/s) | 5TB | ● | ● | ● | ● | ● | ● | ● | ● | ● | ●
Seagate | S-series | ST4000NC001 | SATA III (6Gb/s) | 4TB | ● | ● | ● | ● | ● | ● | ● | ● | ● | ●
Seagate | Enterprise | ST4000NM000A | SATA III (6Gb/s) | 4TB | ● | ● | ▲ | ● | ● | ● | ● | ● | ● | ▲
Seagate | Enterprise | ST4000NM0024 | SATA III (6Gb/s) | 4TB | ● | ● | ● | ● | ● | ● | ● | ● | ● | ●
Seagate | Enterprise | ST4000NM0033 | SATA III (6Gb/s) | 4TB | ● | ● | ● | ● | ● | ● | ● | ● | ● | ●
Seagate | Pipeline HD | ST4000VM000 | SATA III (6Gb/s) | 4TB | ● | ● | ● | ● | ● | ● | ● | ● | ● | ●
Seagate | Surveillance HDD | ST4000VX000-2AG166 | SATA III (6Gb/s) | 4TB | ● | ● | ● | ● | ● | ● | ● | ● | ● | ●
Seagate | Surveillance HDD | ST4000VX002 | SATA III (6Gb/s) | 4TB | ● | ● | ● | ● | ● | ● | ● | ● | ● | ●
Seagate | SkyHawk | ST4000VX005-2LY104 | SATA III (6Gb/s) | 4TB | ● | ● | ● | ● | ● | ● | ● | ● | ● | *
Seagate | SkyHawk | ST4000VX007-2DT166 | SATA III (6Gb/s) | 4TB | ● | ● | ● | ● | ● | ● | ● | ● | ● | ●
Seagate | SkyHawk | ST4000VX015 | SATA III (6Gb/s) | 4TB | ● | ● | ● | ● | ● | ● | ● | ● | ●
Seagate | Surveillance HDD | ST3000NC002 | SATA III (6Gb/s) | 3TB | ● | ● | ● | ● | ● | ● | ● | ● | ● | ●
Seagate | Constellation | ST3000NM0033 | SATA III (6Gb/s) | 3TB | ● | ● | ● | ● | ● | ● | ● | ● | ● | ●
Seagate | Surveillance HDD | ST3000VM002 | SATA III (6Gb/s) | 3TB | ● | ● | ● | ● | ● | ● | ● | ● | ● | ●
Seagate | Surveillance HDD | ST3000VX000 | SATA III (6Gb/s) | 3TB | ● | ● | ● | ● | ● | ● | ● | ● | ● | ●
Seagate | Surveillance HDD | ST3000VX002 | SATA III (6Gb/s) | 3TB | ● | ● | ● | ● | ● | ● | ● | ● | ● | ●
Seagate | Surveillance HDD | ST3000VX004 | SATA III (6Gb/s) | 3TB | ● | ● | ● | ● | ● | ● | ● | ● | ● | ●
Seagate | Surveillance HDD | ST3000VX006-1HH166 | SATA III (6Gb/s) | 3TB | ● | ● | ● | ● | ● | ● | ● | ● | ● | *
Seagate | SkyHawk | ST3000VX010-2e3166 | SATA III (6Gb/s) | 3TB | ● | ● | ● | ● | ● | ● | ● | ● | ● | *
Seagate | Enterprise | ST2000NC001 | SATA III (6Gb/s) | 2TB | ● | ● | ● | ● | ● | ● | ● | ● | ● | ●
Seagate | Enterprise | ST2000NM0024 | SATA III (6Gb/s) | 2TB | ● | ● | ● | ● | ● | ● | ● | ● | ● | ●
Seagate | Enterprise | ST2000NM0033 | SATA III (6Gb/s) | 2TB | ● | ● | ● | ● | ● | ● | ● | ● | ● | ●
Seagate | Enterprise | ST2000NM000A | SATA III (6Gb/s) | 2TB | ● | ● | ▲ | ● | ● | ● | ● | ● | ● | ▲
Seagate | Surveillance HDD | ST2000VM003 | SATA III (6Gb/s) | 2TB | ● | ● | ● | ● | ● | ● | ● | ● | ● | ●
Seagate | SV35 | ST2000VX000 | SATA III (6Gb/s) | 2TB | ● | ● | ● | ● | ● | ● | ● | ● | ● | ●
Seagate | SV35 | ST2000VX004 | SATA III (6Gb/s) | 2TB | ● | ● | ● | ● | ● | ● | ● | ● | ● | ●
Seagate | SkyHawk | ST2000VX012-2LY102 | SATA III (6Gb/s) | 2TB | ● | ● | ● | ● | ● | ● | ● | ● | ● | *
Seagate | SkyHawk | ST2000VX016 | SATA III (6Gb/s) | 2TB | ● | ● | ● | ● | ● | ● | ● | ● | ●
Seagate | Barracuda XT | ST32000641AS | SATA II (3Gb/s) | 2TB | ● | ● | ● | ● | ● | ● | ● | ● | ● | ●
Seagate | Barracuda | ST2000DL003 (9VT1CC32) | SATA II (3Gb/s) | 2 TB | * | * | * | * | * | * | * | * | ● | *
Seagate | Constellation CS | ST1000NC001 | SATA III (6Gb/s) | 1TB | ● | ● | ● | ● | ● | ● | ● | ● | ● | ●
Seagate | Surveillance HDD | ST1000VM002 | SATA III (6Gb/s) | 1TB | ● | ● | ● | ● | ● | ● | ● | ● | ● | ●
Seagate | SV35 | ST1000VX000 | SATA III (6Gb/s) | 1TB | ● | ● | ● | ● | ● | ● | ● | ● | ● | ●
Seagate | Surveillance HDD | ST1000VX001-1Z4102 | SATA III (6Gb/s) | 1TB | ● | ● | ● | ● | ● | ● | ● | ● | ● | ●
Seagate | S-series | ST1000VX002 | SATA III (6Gb/s) | 1TB | ● | ● | ● | ● | ● | ● | ● | ● | ● | ●
Seagate | SkyHawk | ST1000VX005-2EZ102 | SATA III (6Gb/s) | 1TB | ● | ● | ● | ● | ● | ● | ● | ● | ● | ●
Seagate | Desktop HDD | ST31000528AS | SATA II (3Gb/s) | 1TB | ● | ● | ● | ● | ● | ● | ● | ● | ● | ●
Seagate | Pipeline HD | ST3500312CS | SATA II (3Gb/s) | 500GB | ● | ● | ● | ● | ● | ● | ● | ● | ● | ●
Seagate | Pipeline HD | ST3250312CS | SATA II (3Gb/s) | 250GB | ● | ● | ● | ● | ● | ● | ● | ● | ● | ●
TOSHIBA
|  | Model Number | Interface | Capacity | DS-16x00-RM UHD DS-8x00-RM UHD DS-4x00-RM UHD | DS-16x00-RM Pro+ DS-8x00-SRM Pro+ | DS-4x00 Pro+ | DS-4100-RM | DS-4200 UHD(+) | DS-4100 UHD | DS-2200 UHD(+) | DS-2100 UHD | DS-1200 | DA-4000E
TOSHIBA |  | MG09ACA18TA | SATA III (6Gb/s) | 18TB | ● | ● | ● | ● | ● | ● | ● | ● | ● | ●
TOSHIBA |  | MG09ACA18TAY | SATA III (6Gb/s) | 18TB | ● | ● | ● | ● | ● | ● | ● | ● | ● | ●
TOSHIBA |  | MG09ACA18TE | SATA III (6Gb/s) | 18TB | ● | ● | ● | ● | ● | ● | ● | ● | ● | ●
TOSHIBA |  | MG09ACP18TA | SATA III (6Gb/s) | 18TB | ● | ● | ● | ● | ● | ● | ● | ● | ● | ●
TOSHIBA |  | MG09ACP18TE | SATA III (6Gb/s) | 18TB | ● | ● | ● | ● | ● | ● | ● | ● | ● | ●
TOSHIBA |  | MG09ACA18TE | SATA III (6Gb/s) | 18TB | ● | ● | ● | ● | ● | ● | ● | ● | ● | ●
TOSHIBA |  | MG08ACA18TE | SATA III (6Gb/s) | 18TB | ● | ● | ● | ● | ● | ● | ● | ● | ● | ●
TOSHIBA |  | MG09ACA16TA | SATA III (6Gb/s) | 16TB | ● | ● | ● | ● | ● | ● | ● | ● | ● | ●
TOSHIBA |  | MG09ACA16TAY | SATA III (6Gb/s) | 16TB | ● | ● | ● | ● | ● | ● | ● | ● | ● | ●
TOSHIBA |  | MG09ACA16TE | SATA III (6Gb/s) | 16TB | ● | ● | ● | ● | ● | ● | ● | ● | ● | ●
TOSHIBA |  | MG09ACA16TEY | SATA III (6Gb/s) | 16TB | ● | ● | ● | ● | ● | ● | ● | ● | ● | ●
TOSHIBA |  | MG09ACP16TA | SATA III (6Gb/s) | 16TB | ● | ● | ● | ● | ● | ● | ● | ● | ● | ●
TOSHIBA |  | MG09ACP16TE | SATA III (6Gb/s) | 16TB | ● | ● | ● | ● | ● | ● | ● | ● | ● | ●
TOSHIBA |  | MG08ACA16TE | SATA III (6Gb/s) | 16TB | ● | ● | ● | ● | ● | ● | ● | ● | ● | ●
TOSHIBA |  | MG09ACA14TE | SATA III (6Gb/s) | 14TB | ● | ● | ● | ● | ● | ● | ● | ● | ● | ●
TOSHIBA |  | MG07ACA14TE | SATA III (6Gb/s) | 14TB | ● | ● | ● | ● | ● | ● | ● | ● | ● | ●
TOSHIBA |  | MG08ACA14TE | SATA III (6Gb/s) | 14TB | ● | ● | ● | ● | ● | ● | ● | ● | ● | ●
|  | MG09ACA12TE | SATA III (6Gb/s) | 12TB | ● | ● | ● | ● | ● | ● | ● | ● | ● | ●
TOSHIBA |  | MG07ACA12TE | SATA III (6Gb/s) | 12TB | ● | ● | ● | ● | ● | ● | ● | ● | ● | ●
TOSHIBA |  | MD06ACA10TV | SATA III (6Gb/s) | 10TB | ● | ● | ● | ● | ● | ● | ● | ● | ● | ●
TOSHIBA |  | MG06ACA10TE | SATA III (6Gb/s) | 10TB | ● | ● | ● | ● | ● | ● | ● | ● | ● | ●
TOSHIBA |  | MD06ACA800V | SATA III (6Gb/s) | 8TB | ● | ● | ● | ● | ● | ● | ● | ● | ● | ●
TOSHIBA |  | MG08ADA800E | SATA III (6Gb/s) | 8TB | ● | ● | ● | ● | ● | ● | ● | ● | ● | ●
TOSHIBA |  | MD06ACA600V | SATA III (6Gb/s) | 6TB | ● | ● | ● | ● | ● | ● | ● | ● | ● | ●
TOSHIBA |  | MG06ACA600E | SATA III (6Gb/s) | 6TB | ● | ● | ● | ● | ● | ● | ● | ● | ● | ●
TOSHIBA |  | MG08ADA600E | SATA III (6Gb/s) | 6TB | ● | ● | ● | ● | ● | ● | ● | ● | ● | ●
TOSHIBA |  | MG04ACA400N | SATA III (6Gb/s) | 4TB | ● | ● | ● | ● | ● | ● | ● | ● | ● | ●
TOSHIBA |  | MG08ADA400E | SATA III (6Gb/s) | 4TB | ● | ● | ● | ● | ● | ● | ● | ● | ● | ●
TOSHIBA |  | MG04ACA200E | SATA III (6Gb/s) | 2TB | ● | ● | ● | ● | ● | ● | ● | ● | ● | ●
TOSHIBA |  | MG04ACA100N | SATA III (6Gb/s) | 1TB | ● | ● | ● | ● | ● | ● | ● | ● | ● | ●
Western Digital
|  | Model Number | Interface | Capacity | DS-16x00-RM UHD DS-8x00-RM UHD DS-4x00-RM UHD | DS-16x00-RM Pro+ DS-8x00-SRM Pro+ | DS-4x00 Pro+ | DS-4100-RM | DS-4200 UHD(+) | DS-4100 UHD | DS-2200 UHD(+) | DS-2100 UHD | DS-1200 | DA-4000E
Western Digital | Ultrastar | WUH721414ALE6L4 | SATA III (6Gb/s) | 14TB | ● | ● | ● | ● | ● | ● | ● | ● | ● | ●
Western Digital | Purple | WD100PURZ-85W86Y0 | SATA III (6Gb/s) | 10TB | ● | ● | ● | ● | ● | ● | ● | ● | ● | ●
Western Digital | Purple | WD101PURZ | SATA III (6Gb/s) | 10TB | ● | ● | ● | ● | ● | ● | ● | ● | ● | ●
Western Digital | Purple | WD80PURZ-85YNPY0 | SATA III (6Gb/s) | 8TB | ● | ● | ● | ● | ● | ● | ● | ● | ● | ●
Western Digital | Purple | WD80PUZX-64NEAY0 | SATA III (6Gb/s) | 8TB | ● | ● | ● | ● | ● | ● | ● | ● | ● | ●
Western Digital | Purple | WD81PURZ | SATA III (6Gb/s) | 8TB | ● | ● | ● | ● | ● | ● | ● | ● | ● | ●
| Purple | WD8001PURP-74B6RY0 | SATA III (6Gb/s) | 8TB | ▲ | ● | ● | ● | ● | ● | ● | ● | ● | ●
| Purple | WD64PURZ | SATA III (6Gb/s) | 6TB | ● | ● |  | ● | ● | ● | ● | ● | ● | ●
Western Digital | Gold | WD6002FRYZ-01WD5B0 | SATA III (6Gb/s) | 6TB | ● | ● | ● | ● | ● | ● | ● | ● | ● | ●
Western Digital | Red | WD60EFRX-68L0BN1 | SATA III (6Gb/s) | 6TB | ● | ● | ● | ● | ● | ● | ● | ● | ● | ●
Western Digital | Purple | WD60PURX-64T0ZY0 | SATA III (6Gb/s) | 6TB | * | * | ● | ● | ● | ● | ● | ● | ● | ●
Western Digital | Purple | WD60PURZ-85ZUFY1 | SATA III (6Gb/s) | 6TB | * | * | ● | ● | ● | ● | ● | ● | ● | ●
Western Digital | Purple | WD62PURZ-85B3AY0 | SATA III (6Gb/s) | 6TB | ▲ | ▲ | ● | ● | ● | ● | ● | ● | ● | ●
| Purple | WD63PURZ-74B4VY0 | SATA III (6Gb/s) | 6TB | ▲ | ● | ● | * | ● | ● | ● | ● | ● | ▲
Western Digital | Purple | WD50PURX | SATA III (6Gb/s) | 5TB | ● | ● | ● | ● | ● | ● | ● | ● | ● | ●
Western Digital | 4TB Se | WD4000F9YZ | SATA III (6Gb/s) | 4TB | ● | ● | ● | ● | ● | ● | ● | ● | ● | ●
Western Digital | RE | WD4000FYYZ | SATA III (6Gb/s) | 4TB | ● | ● | ● | ● | ● | ● | ● | ● | ● | ●
Western Digital |  | WD4001FAEX | SATA III (6Gb/s) | 4TB | ● | ● | ● | ● | ● | ● | ● | ● | ● | ●
Western Digital | Purple | WD40PURX-64GVNY0 | SATA III (6Gb/s) | 4TB | ● | ● | ● | ● | ● | ● | ● | ● | ● | ●
Western Digital | Purple | WD40PURZ-85TTDY0 | SATA III (6Gb/s) | 4TB | ● | ● | ● | ● | ● | ● | ● | ● | ● | ●
Western Digital | RE | WD3000FYYZ | SATA III (6Gb/s) | 3TB | ● | ● | ● | ● | ● | ● | ● | ● | ● | ●
Western Digital | Red | WD30EFRX | SATA III (6Gb/s) | 3TB | ● | ● | ● | ● | ● | ● | ● | ● | ● | ●
Western Digital | AV-GP | WD30EURS | SATA II (3Gb/s) | 3TB | ● | ● | ● | ● | ● | ● | ● | ● | ● | ●
Western Digital | Caviar Green | WD30EZRX | SATA II (3Gb/s) | 3TB | ● | ● | ● | ● | ● | ● | ● | ● | ● | ●
Western Digital | Purple | WD30PURX | SATA III (6Gb/s) | 3TB | ● | ● | ● | ● | ● | ● | ● | ● | ● | ●
Western Digital | RE | WD2000FYYZ | SATA III (6Gb/s) | 2TB | ● | ● | ● | ● | ● | ● | ● | ● | ● | ●
Western Digital | Caviar Black | WD2002FAEX | SATA II (3Gb/s) | 2TB | ● | ● | ● | ● | ● | ● | ● | ● | ● | ●
Western Digital | Red | WD20EFRX | SATA III (6Gb/s) | 2TB | ● | ● | ● | ● | ● | ● | ● | ● | ● | ●
Western Digital |  | WD20EURS | SATA II (3Gb/s) | 2TB | ● | ● | ● | ● | ● | ● | ● | ● | ● | ●
Western Digital | Purple | WD20PURX | SATA III (6Gb/s) | 2TB | ● | ● | ● | ● | ● | ● | ● | ● | ● | ●
Western Digital | Purple | WD20PURZ | SATA III (6Gb/s) | 2TB | ● | ● | ● | ● | ● | ● | ● | ● | ● | ●
Western Digital | Caviar Green | WD20EARS | SATA II (3Gb/s) | 2 TB | * | * | * | * | * | * | * | * | * | *
Western Digital | Caviar Green | WD20EADS | SATA II (3Gb/s) | 2 TB | * | * | * | * | * | * | * | * | * | *
Western Digital | AV-GP | WD20EVDS | SATA II (3Gb/s) | 2 TB | * | * | * | * | * | * | * | * | * | *
Western Digital | Caviar Green | WD15EARS | SATA II (3Gb/s) | 1.5 TB | * | * | * | * | * | * | * | * | * | *
Western Digital | Caviar Green | WD15EADS | SATA II (3Gb/s) | 1.5 TB | * | * | * | * | * | * | * | * | * | *
Western Digital | VelociRaptor | WD1000DHTZ | SATA III (6Gb/s) | 1TB | ● | ● | ● | ● | ● | ● | ● | ● | ● | ●
Western Digital |  | WD10EADS | SATA II (3Gb/s) | 1TB | ● | ● | ● | ● | ● | ● | ● | ● | ● | ●
Western Digital | Red | WD10EFRX | SATA III (6Gb/s) | 1TB | ● | ● | ● | ● | ● | ● | ● | ● | ● | ●
Western Digital | AV-GP | WD10EURX | SATA III (6Gb/s) | 1TB | ● | ● | ● | ● | ● | ● | ● | ● | ● | ●
Western Digital | Blue | WD10EZEX | SATA III (6Gb/s) | 1TB | ● | ● | ● | ● | ● | ● | ● | ● | ● | ●
Western Digital | Caviar Green | WD10EZRX | SATA III (6Gb/s) | 1TB | ● | ● | ● | ● | ● | ● | ● | ● | ● | ●
Western Digital | Purple | WD10PURX | SATA III (6Gb/s) | 1TB | ● | ● | ● | ● | ● | ● | ● | ● | ● | ●
Western Digital |  | WD10EADS | SATA II (3Gb/s) | 1TB | * | * | * | * | * | * | * | * | * | *
Western Digital | Caviar Green | WD10EARS | SATA II (3Gb/s) | 1TB | * | * | * | * | * | * | * | * | * | *
Western Digital | AV-GP | WD5000AVCS | SATA II (3Gb/s) | 500GB | ● | ● | ● | ● | ● | ● | ● | ● | ● | ●
Western Digital | AV | WD5000AVDS | SATA II (3Gb/s) | 500GB | ● | ● | ● | ● | ● | ● | ● | ● | ● | ●
Western Digital | AV-GP | WD5000AWS | SATA II (3Gb/s) | 500GB | ● | ● | ● | ● | ● | ● | ● | ● | ● | ●
Western Digital |  | WD3200AAJS | SATA II (3Gb/s) | 320GB | ● | ● | ● | ● | ● | ● | ● | ● | ● | ●
Western Digital | Caviar Blue | WD2500AAKS | SATA II (3Gb/s) | 250GB | ● | ● | ● | ● | ● | ● | ● | ● | ● | ●
Copyright ® DIGIEVER Corporation All Rights Reserved
Note7: Lite series support up to 8TB per single HDD, but not allow to excess 16TB in total.
● DIGIEVER NVR supports HDD |  | * DIGIEVER NVR doesn't supports HDD |  | ▲ NVR hasn't been tested.
Lite Series
Brand | Type | Model Number | Interface | Capacity | Lite Series
|  | Model Number | Interface | Capacity | DS-4000 | DS-2000
Hitachi
Hitachi | Ultrastar | HUS728T8TALE6L4 | SATA III (6Gb/s) | 8TB | ● | ●
Hitachi | Ultrastar | HUS726T4TALA6L4 | SATA III (6Gb/s) | 4TB | ● | ●
Hitachi | Deskstar | HDS723030ALA640 | SATA III (6Gb/s) | 3TB | ● | ●
Hitachi | Ultrastar | HUS722T2TALA604 | SATA III (6Gb/s) | 2TB | ● | ●
Hitachi | Ultrastar | HUS722T1TALA604 | SATA III (6Gb/s) | 1TB | ● | ●
Seagate
Seagate | SkyHawk AI | ST8000VE0004 | SATA III (6Gb/s) | 8TB | ● | ●
Seagate | SkyHawk AI | ST8000VX0022 | SATA III (6Gb/s) | 8TB | ● | ●
Seagate | Constellation | ST5000NM0024 | SATA III (6Gb/s) | 5TB | * | ●
Seagate | S-series | ST4000NC001 | SATA III (6Gb/s) | 4TB | * | ●
Seagate | Surveillance HDD | ST4000VX000 | SATA III (6Gb/s) | 4TB | * | ●
Seagate | Desktop | ST3000DM001 | SATA III (6Gb/s) | 3TB | ● | ●
Seagate | Constellation | ST3000NC002 | SATA III (6Gb/s) | 3TB | ● | ●
Western Digital
| Purple | WD81PURZ | SATA III (6Gb/s) | 8TB | ● | ●
| RE | WD4000FYYZ | SATA II (3Gb/s) | 4TB | * | ●
| RE | WD3000FYYZ | SATA III (6Gb/s) | 3TB | ● | ●
| Red | WD30EFRX | SATA III (6Gb/s) | 3TB | ● | ●
| AV-GP | WD30EURS | SATA II (3Gb/s) | 3TB | ● | ●
| Caviar Green | WD30EZRX | SATA III (6Gb/s) | 3TB | ● | ●
| RE | WD2000FYYZ | SATA III (6Gb/s) | 2TB | ● | ●
| Red | WD20EFRX | SATA III (6Gb/s) | 2TB | ● | ●
| AV-GP | WD20EURX | SATA III (6Gb/s) | 2TB | ● | ●
| VelociRaptor | WD1000DHTZ | SATA III (6Gb/s) | 1TB | ● | ●
| RE | WD1003FBYX | SATA II (3Gb/s) | 1TB | ● | ●
| Red | WD10EFRX | SATA III (6Gb/s) | 1TB | ● | ●
| AV-GP | WD10EURX | SATA III (6Gb/s) | 1TB | ● | ●
| Blue | WD10EZEX | SATA III (6Gb/s) | 1TB | ● | ●
| Caviar Green | WD10EZRX | SATA III (6Gb/s) | 1TB | ● | ●
Hitachi | AV | WD5000AVDS | SATA II (3Gb/s) | 500GB | ● | ●
Copyright ® DIGIEVER Corporation All Rights Reserved

## Mobile NVR HDD
DIGIEVER Hard Disk Drive Compatibility List
The list is applied for DIGIEVER NVR firmware 78-2 version or later |  |  |  | Update: Oct. 2024
Note1: The Mobile NVR of DIGIEVER is shipped without hard disk drive, and DIGIEVER does not make any warranty of the later-installed hard disk, or warranty of compatibility of all hard isks.
Note2: DIGIEVER will not be liable for the damage caused by this and loss of data in DIGIEVER Products.
Note3: The HDD models listed in HDD compatibility have passed DIGIEVER research and development department’s testing and verification. Users can also use HDD which is not listed in HDD compatibility.
Note4: The HDD height of MN-1100 Pro+ is 9.5mm. The HDD height of MN-2100 Pro+ is 15mm.
Supported in the NVR latest version
Copyright ® DIGIEVER Corporation All Rights Reserved
MN-2100 UHD Series
2.5” SSD
Brand | Model Number | Interface | Capacity | Note
INNODISK
0 | DGS25-08TDE1KCAEFP | SATA III (6Gb/s) | 8TB | Standard Grade (0°C ~ +70°C)
INNDODISK | DGS25-08TDE2KCAEFP | SATA III (6Gb/s) | 8TB | Standard Grade (0°C ~ +70°C)
INNDODISK | DGS25-08TDE1KWAEFP | SATA III (6Gb/s) | 8TB | Industrial Grade (-40°C ~ +85°C)
INNDODISK | DGS25-08TDE2KWAEFP | SATA III (6Gb/s) | 8TB | Industrial Grade (-40°C ~ +85°C)
INNDODISK | DGS25-04TDE1KCAEFP | SATA III (6Gb/s) | 4TB | Standard Grade (0°C ~ +70°C)
INNDODISK | DGS25-04TDE2KCAEFP | SATA III (6Gb/s) | 4TB | Standard Grade (0°C ~ +70°C)
INNDODISK | DGS25-04TDE1KWAEFP | SATA III (6Gb/s) | 4TB | Industrial Grade (-40°C ~ +85°C)
INNDODISK | DGS25-04TDE2KWAEFP | SATA III (6Gb/s) | 4TB | Industrial Grade (-40°C ~ +85°C)
INNDODISK | DGS25-02TDE1KCAEFP | SATA III (6Gb/s) | 2TB | Standard Grade (0°C ~ +70°C)
INNDODISK | DGS25-02TDE2KCAEFP | SATA III (6Gb/s) | 2TB | Standard Grade (0°C ~ +70°C)
INNDODISK | DGS25-02TDE1KWAEFP | SATA III (6Gb/s) | 2TB | Industrial Grade (-40°C ~ +85°C)
INNDODISK | DGS25-02TDE2KWAEFP | SATA III (6Gb/s) | 2TB | Industrial Grade (-40°C ~ +85°C)
INNDODISK | DGS25-01TDE1KCAEFP | SATA III (6Gb/s) | 1TB | Standard Grade (0°C ~ +70°C)
INNDODISK | DGS25-01TDE2KCAEFP | SATA III (6Gb/s) | 1TB | Standard Grade (0°C ~ +70°C)
INNDODISK | DGS25-01TDE1KWAEFP | SATA III (6Gb/s) | 1TB | Industrial Grade (-40°C ~ +85°C)
INNDODISK | DGS25-01TDE2KWAEFP | SATA III (6Gb/s) | 1TB | Industrial Grade (-40°C ~ +85°C)
Micron
Micron | MTFDDAK960TGA | SATA III (6Gb/s) | 960GB | 0°C ~ +70°C in no vibration environment
Transcend
Transcend | TS4TSSD470K | SATA III (6Gb/s) | 4TB | Standard Grade -20°C (-4°F) ~ 75°C (167°F) SLC
Transcend | TS4TSSD470K-I | SATA III (6Gb/s) | 4TB | Industrial Grade -40°C (-40°F) ~ 85°C (185°F) SLC
Transcend | TS2TSSD470K | SATA III (6Gb/s) | 2TB | Standard Grade -20°C (-4°F) ~ 75°C (167°F) SLC
Transcend | TS2TSSD470K-I | SATA III (6Gb/s) | 2TB | Industrial Grade -40°C (-40°F) ~ 85°C (185°F) SLC
Transcend | TS1TSSD470K | SATA III (6Gb/s) | 1TB | Standard Grade -20°C (-4°F) ~ 75°C (167°F) SLC
Transcend | TS1TSSD470K-I | SATA III (6Gb/s) | 1TB | Industrial Grade -40°C (-40°F) ~ 85°C (185°F) SLC
Transcend | TS1TSSD420K | SATA III (6Gb/s) | 1TB | Standard Grade -20°C (-4°F) ~ 75°C (167°F) MLC
Transcend | TS1TSSD420I | SATA III (6Gb/s) | 1TB | Industrial Grade -40°C (-40°F) ~ 85°C (185°F) MLC
MN-1100 Pro+ Series
2.5” HDD
Brand | Model Number | Interface | Capacity | Form Factor
Seagate
Seagate | ST2000LM003 | SATA (6Gb/s) | 2TB | 9.5 mm
Western Digital
Western Digital | WD10JPVX | SATA III (6Gb/s) | 1TB | 9.5 mm
Western Digital | WD10JPVT | SATA II (3Gb/s) | 1TB | 9.5 mm
Western Digital | WD10JPLX | SATA II (3Gb/s) | 1TB | 9.5 mm
Western Digital | WD10JFCX | SATA II (3Gb/s) | 1TB | 9.5 mm
Western Digital | WD7500BPVX | SATA II (3Gb/s) | 750GB | 9.5 mm
Western Digital | WD5000LPLX | SATA III (6Gb/s) | 500GB | 7 mm
Western Digital | WD5000LPCX | SATA III (6Gb/s) | 500GB | 7 mm
Western Digital | WD5000BPVT | SATA II (3Gb/s) | 500GB | 9.5 mm
Western Digital | WD3200LPLX | SATA III (6Gb/s) | 320GB | 7 mm
Western Digital | WD2500LPLX | SATA III (6Gb/s) | 250GB | 7 mm
Western Digital | WD2500BPVT | SATA II (3Gb/s) | 250GB | 9.5 mm
Western Digital | WD1600BEKT | SATA II (3Gb/s) | 160G | 9.5 mm
2.5” SSD
Brand | Model Number | Interface | Capacity | Note
INNODISK
INNDODISK | DGS25-01TD81SWAQN-A90 | SATA III (6Gb/s) | 1TB
INNDODISK | DGS25-01TD81BWAQCP-A90 | SATA III (6Gb/s) | 1TB
INNDODISK | DES25-C12D06SW1QC-A90 | SATA III (6Gb/s) | 512GB
INNDODISK | D2SL-C12J20BE3EN-A90 | SATA III (6Gb/s) | 512GB
INNDODISK | DGS25-C12D81BC1QCP-A90 | SATA III (6Gb/s) | 512GB
INNDODISK | DES25-B56D06SW1QC-A90 | SATA III (6Gb/s) | 256GB
INNDODISK | D2ST2-B56J20AC1EN | SATA III (6Gb/s) | 256GB
INNDODISK | DGS25-B56D81BC3QC-A90 | SATA III (6Gb/s) | 256GB
INNDODISK | DES25-A28D06SW1QC-A90 | SATA III (6Gb/s) | 128GB
INNDODISK | D2ST2-A28J20AW1EN | SATA III (6Gb/s) | 128GB
INNDODISK | DES25-A28D72BC3QC-A90 | SATA III (6Gb/s) | 128GB
INNDODISK | DGS25-A28D81BC3QC-A90 | SATA III (6Gb/s) | 128GB
INNDODISK | DES25-64GD06SW1QC-A90 | SATA III (6Gb/s) | 64GB
INNDODISK | DES25-64GD07SW1DC-A90 | SATA III (6Gb/s) | 64GB
INNDODISK | DES25-64GD06SC1QC-A90 | SATA III (6Gb/s) | 64GB
INNDODISK | DGS25-64GD81BC3QC-A90 | SATA III (6Gb/s) | 64GB
INNDODISK | DES25-32GD06SW1QC-A90 | SATA III (6Gb/s) | 32GB
INNDODISK | DES25-32GD07SW1DC-A90 | SATA III (6Gb/s) | 32GB
INNDODISK | DES25-32GD06SC1QC-A90 | SATA III (6Gb/s) | 32GB
INNDODISK | DES25-32GD72SWADN-A90 | SATA III (6Gb/s) | 32GB
INNDODISK | DGS25-32GD81BC3QC-A90 | SATA III (6Gb/s) | 16GB
INNDODISK | DES25-16GD07SW1DC-A90 | SATA III (6Gb/s) | 16GB
INNDODISK | DES25-16GD09BW1DC-A90 | SATA III (6Gb/s) | 16GB
INNDODISK | DES25-08GD06SCCQB-A90 | SATA III (6Gb/s) | 8GB | SLC type
INNDODISK | DES25-08GD07SW1SC-A90 | SATA III (6Gb/s) | 8GB
Apacer
Apacer | APS25H12032G-1TM | SATA III (6Gb/s) | 32GB
Apacer | APS25H12032G-GTM1 | SATA III (6Gb/s) | 32GB
Apacer | APS25H12032G-GTM1W | SATA III (6Gb/s) | 32GB
Transcend
Transcend | TS1TVSDMD15LA | SATA III (6Gb/s) | 1TB
Transcend | SSD1TB420K | SATA III (6Gb/s) | 1TB
Transcend | TS512VSDMD15LA | SATA III (6Gb/s) | 512GB
Transcend | TS512GSSD370S | SATA III (6Gb/s) | 512GB
Transcend | TS512GSSD25S-M | SATA II (3Gb/s) | 512GB
Transcend | TS256VSDMD15LA | SATA III (6Gb/s) | 256GB
Transcend | TS256GSSD420K | SATA III (6Gb/s) | 256GB
Transcend | TS256GSSD420KI | SATA III (6Gb/s) | 256GB
Transcend | TS256GSSD370 | SATA III (6Gb/s) | 256GB
Transcend | TS256GSSD320 | SATA III (6Gb/s) | 256GB
Transcend | TS128VSDMD15LA | SATA III (6Gb/s) | 128GB
Transcend | TS128GSSD420K | SATA III (6Gb/s) | 128GB
Transcend | TS2802SDMM16LA | SATA III (6Gb/s) | 128GB
Transcend | TS128GSSD320 | SATA III (6Gb/s) | 128GB
Transcend | TS128GSSD420KI | SATA III (6Gb/s) | 128GB
Transcend | TS64VSDMD15LA | SATA III (6Gb/s) | 64GB
Transcend | TS6402SDMM16LA | SATA III (6Gb/s) | 64GB
Transcend | TS64GSSD630 | SATA II (3Gb/s) | 64GB
Transcend | TS64GSSD420K | SATA III (6Gb/s) | 64GB
Transcend | TS64GSSD370 | SATA III (6Gb/s) | 64GB
Transcend | TS64GSSD420I | SATA III (6Gb/s) | 64GB
Transcend | TS64GSSD420KI | SATA III (6Gb/s) | 64GB
Transcend | TS32VSDMD15LA | SATA III (6Gb/s) | 32GB
Transcend | TS32GSSD420K | SATA III (6Gb/s) | 32GB
Transcend | SSD370S | SATA III (6Gb/s) | 32GB
Transcend | TS32GSSD420KI | SATA III (6Gb/s) | 32GB
Transcend | TS32GSSD370 | SATA III (6Gb/s) | 32GB
Transcend | TS32GSSD370I | SATA III (6Gb/s) | 32GB
Transcend | TS32GSSD630 | SATA II (3Gb/s) | 32GB
Transcend | TS32GSSD370 | SATA III (6Gb/s) | 32GB
Transcend | TS32GSSD25S-S | SATA II (3Gb/s) | 32GB
Transcend | TS16GSSD630 | SATA II (3Gb/s) | 16GB | SLC type
Transcend | TS16GSSD500 | SATA II (3Gb/s) | 16GB | SLC type
Transcend | TS8ASSSS2193 | SATA II (3Gb/s) | 8GB | SLC type
MN-2100 Pro+ Series
2.5” HDD
Brand | Model Number | Interface | Capacity | Form Factor
Seagate
Seagate | ST2000LM003 | SATA III (6Gb/s) | 2TB | 9.5 mm
Seagate | ST2000NX0243 | SATA III (6Gb/s) | 2TB | 15 mm
Seagate | ST1000NX0313 | SATA III (6Gb/s) | 1TB | 15 mm
Seagate | ST1000NX0423 | SATA III (6Gb/s) | 1TB | 15 mm
Seagate | ST9250610NS | SATA III (6Gb/s) | 250GB | 15 mm
Western Digital
Western Digital | WD20NPVX | SATA III (6Gb/s) | 2TB | 15 mm
Western Digital | WD10JPVX | SATA III (6Gb/s) | 1TB | 9.5 mm
Western Digital | WD10JPVT | SATA II (3Gb/s) | 1TB | 9.5 mm
Western Digital | WD10JPLX | SATA II (3Gb/s) | 1TB | 9.5 mm
Western Digital | WD10JFCX | SATA II (3Gb/s) | 1TB | 9.5 mm
Western Digital | WD7500BPVX | SATA II (3Gb/s) | 750GB | 9.5 mm
Western Digital | WD5000LPLX | SATA III (6Gb/s) | 500GB | 7 mm
Western Digital | WD5000LPCX | SATA III (6Gb/s) | 500GB | 7 mm
Western Digital | WD5000BPVT | SATA II (3Gb/s) | 500GB | 9.5 mm
Western Digital | WD3200LPLX | SATA III (6Gb/s) | 320GB | 7 mm
Western Digital | WD2500LPLX | SATA III (6Gb/s) | 250GB | 7 mm
Western Digital | WD2500BPVT | SATA II (3Gb/s) | 250GB | 9.5 mm
Western Digital | WD1600BEKT | SATA II (3Gb/s) | 160G | 9.5 mm
2.5” SSD
Brand | Model Number | Interface | Capacity | Note
INNODISK
INNDODISK | DGS25-01TD81SWAQN-A90 | SATA III (6Gb/s) | 1TB
INNDODISK | DGS25-01TD81BWAQCP-A90 | SATA III (6Gb/s) | 1TB
INNDODISK | DES25-C12D06SW1QC-A90 | SATA III (6Gb/s) | 512GB
INNDODISK | D2SL-C12J20BE3EN-A90 | SATA III (6Gb/s) | 512GB
INNDODISK | DGS25-C12D81BC1QCP-A90 | SATA III (6Gb/s) | 512GB
INNDODISK | DES25-B56D06SW1QC-A90 | SATA III (6Gb/s) | 256GB
INNDODISK | D2ST2-B56J20AC1EN | SATA III (6Gb/s) | 256GB
INNDODISK | DGS25-B56D81BC3QC-A90 | SATA III (6Gb/s) | 256GB
INNDODISK | DES25-A28D06SW1QC-A90 | SATA III (6Gb/s) | 128GB
INNDODISK | D2ST2-A28J20AW1EN | SATA III (6Gb/s) | 128GB
INNDODISK | DES25-A28D72BC3QC-A90 | SATA III (6Gb/s) | 128GB
INNDODISK | DGS25-A28D81BC3QC-A90 | SATA III (6Gb/s) | 128GB
INNDODISK | DES25-64GD06SW1QC-A90 | SATA III (6Gb/s) | 64GB
INNDODISK | DES25-64GD07SW1DC-A90 | SATA III (6Gb/s) | 64GB
INNDODISK | DES25-64GD06SC1QC-A90 | SATA III (6Gb/s) | 64GB
INNDODISK | DGS25-64GD81BC3QC-A90 | SATA III (6Gb/s) | 64GB
INNDODISK | DES25-32GD06SW1QC-A90 | SATA III (6Gb/s) | 32GB
INNDODISK | DES25-32GD07SW1DC-A90 | SATA III (6Gb/s) | 32GB
INNDODISK | DES25-32GD06SC1QC-A90 | SATA III (6Gb/s) | 32GB
INNDODISK | DES25-32GD72SWADN-A90 | SATA III (6Gb/s) | 32GB
INNDODISK | DGS25-32GD81BC3QC-A90 | SATA III (6Gb/s) | 16GB
INNDODISK | DES25-16GD07SW1DC-A90 | SATA III (6Gb/s) | 16GB
INNDODISK | DES25-16GD09BW1DC-A90 | SATA III (6Gb/s) | 16GB
INNDODISK | DES25-08GD06SCCQB-A90 | SATA III (6Gb/s) | 8GB | SLC type
INNDODISK | DES25-08GD07SW1SC-A90 | SATA III (6Gb/s) | 8GB
Apacer
Apacer | APS25H12032G-1TM | SATA III (6Gb/s) | 32GB
Apacer | APS25H12032G-GTM1 | SATA III (6Gb/s) | 32GB
Apacer | APS25H12032G-GTM1W | SATA III (6Gb/s) | 32GB
Transcend
Transcend | TS1TVSDMD15LA | SATA III (6Gb/s) | 1TB
Transcend | SSD1TB420K | SATA III (6Gb/s) | 1TB
Transcend | TS512VSDMD15LA | SATA III (6Gb/s) | 512GB
Transcend | TS512GSSD370S | SATA III (6Gb/s) | 512GB
Transcend | TS512GSSD25S-M | SATA II (3Gb/s) | 512GB
Transcend | TS256VSDMD15LA | SATA III (6Gb/s) | 256GB
Transcend | TS256GSSD420K | SATA III (6Gb/s) | 256GB
Transcend | TS256GSSD420KI | SATA III (6Gb/s) | 256GB
Transcend | TS256GSSD370 | SATA III (6Gb/s) | 256GB
Transcend | TS256GSSD320 | SATA III (6Gb/s) | 256GB
Transcend | TS128VSDMD15LA | SATA III (6Gb/s) | 128GB
Transcend | TS128GSSD420K | SATA III (6Gb/s) | 128GB
Transcend | TS2802SDMM16LA | SATA III (6Gb/s) | 128GB
Transcend | TS128GSSD320 | SATA III (6Gb/s) | 128GB
Transcend | TS128GSSD420KI | SATA III (6Gb/s) | 128GB
Transcend | TS64VSDMD15LA | SATA III (6Gb/s) | 64GB
Transcend | TS6402SDMM16LA | SATA III (6Gb/s) | 64GB
Transcend | TS64GSSD630 | SATA II (3Gb/s) | 64GB
Transcend | TS64GSSD420K | SATA III (6Gb/s) | 64GB
Transcend | TS64GSSD370 | SATA III (6Gb/s) | 64GB
Transcend | TS64GSSD420I | SATA III (6Gb/s) | 64GB
Transcend | TS64GSSD420KI | SATA III (6Gb/s) | 64GB
Transcend | TS32VSDMD15LA | SATA III (6Gb/s) | 32GB
Transcend | TS32GSSD420K | SATA III (6Gb/s) | 32GB
Transcend | SSD370S | SATA III (6Gb/s) | 32GB
Transcend | TS32GSSD420KI | SATA III (6Gb/s) | 32GB
Transcend | TS32GSSD370 | SATA III (6Gb/s) | 32GB
Transcend | TS32GSSD370I | SATA III (6Gb/s) | 32GB
Transcend | TS32GSSD630 | SATA II (3Gb/s) | 32GB
Transcend | TS32GSSD370 | SATA III (6Gb/s) | 32GB
Transcend | TS32GSSD25S-S | SATA II (3Gb/s) | 32GB
Transcend | TS16GSSD630 | SATA II (3Gb/s) | 16GB | SLC type
Transcend | TS16GSSD500 | SATA II (3Gb/s) | 16GB | SLC type
Transcend | TS8ASSSS2193 | SATA II (3Gb/s) | 8GB | SLC type
Copyright ® DIGIEVER Corporation All Rights Reserved

## NAS
DIGIEVER Storage Compatibility List
The list is applied for DIGIEVER NVR firmware 78-2 version or later
* DIGIEVER NVR support ASUSTOR NAS in LAN |  | Update: Oct. 2024
Supported in the NVR latest version
Copyright ® DIGIEVER Corporation All Rights Reserved
Brand | Model Number | Firmware
ASUSTOR
ASUSTOR | ASUSTOR AS-202T | ADM 2.2.1
ASUSTOR | ASUSTOR AS-204T | ADM 2.2.1
ASUSTOR | ASUSTOR AS-202TE | ADM 2.2.1
ASUSTOR | ASUSTOR AS-204TE | ADM 2.2.1
ASUSTOR | ASUSTOR AS-204RS | ADM 2.2.1
ASUSTOR | ASUSTOR AS-302T | ADM 2.2.1
ASUSTOR | ASUSTOR AS304T | ADM 2.2.1
ASUSTOR | ASUSTOR AS-602T | ADM 2.2.1
ASUSTOR | ASUSTOR AS-604T | ADM 2.2.1
ASUSTOR | ASUSTOR AS-606T | ADM 2.2.1
ASUSTOR | ASUSTOR AS-608T | ADM 2.2.1
ASUSTOR | ASUSTOR AS-604R | ADM 2.2.1
ASUSTOR | ASUSTOR AS-609R | ADM 2.2.1
ASUSTOR | ASUSTOR AS-7008T | ADM 2.3.0
ASUSTOR | ASUSTOR AS-7010T | ADM 2.3.0
Copyright ® DIGIEVER Corporation All Rights Reserved

## UPS
DIGIEVER UPS Compatibility List
The list is applied for DIGIEVER NVR firmware 78-2 version or later
Supported in the NVR latest version |  | Update: Oct. 2024
Copyright ® DIGIEVER Corporation All Rights Reserved
Brand | Model Number
APC (USB-Type)
APC | BR1000G-TW
APC | BR700G-TW
APC | BR1500G-TW
CyberPower (USB-Type)
CyberPower | PR1000LCD
CyberPower | PR1000LCDRT2U
CyberPower | PR1500LCD
CyberPower | PR1500LCDRT2U
CyberPower | PR2200LCDRT2U
CyberPower | PR3000LCDRT2U
CyberPower | PR750LCD
OMRON (USB-Type)
OMRON | BN100S
OMRON | BN100T
OMRON | BN150R
OMRON | BN150S
OMRON | BN150T
OMRON | BN220S
OMRON | BN220T
OMRON | BN300R
OMRON | BN300S
OMRON | BN300T
OMRON | BN50S
OMRON | BN50T
OMRON | BN75R
OMRON | BN75S
OMRON | BN75T
OMRON | BU1002SW
OMRON | BU100RW
OMRON | BU200RW
OMRON | BU3002SW
OMRON | BU300RW
OMRON | BU75RW
OMRON | BX35F
OMRON | BX50F
OMRON | BY120S
OMRON | BY35S
OMRON | BY50FW
OMRON | BY50FW
OMRON | BY50S
OMRON | BY75SW
OMRON | BY80S
OMRON | BZ35LT2
OMRON | BZ50LT2
YEC (USB-Type)
YEC | UPS1010SP
YEC | UPS1010SS-R
YEC | UPS510SS-R
Brand | Model Number
OMRON (Network SNMP-Type)
OMRON | BU150R+SC21
Sanken (Network SNMP-Type)
Sanken | SMU-HA102-R
Copyright ® DIGIEVER Corporation All Rights Reserved

## Stack Light
DIGIEVER Stack Light Compatibility List
The list is applied for DIGIEVER NVR firmware 78-2 version or later
Supported in the NVR latest version |  | Update: Oct. 2024
Copyright ® DIGIEVER Corporation All Rights Reserved
Brand | Model Number
Patlite
Patlite | NHx-3FB1-RYG
Patlite | NHV-DP
Patlite | NH-FV1
*Note: The integration development is based on the project and customer needs.
Please contact DIGIEVER sales (info@digiever.com) for the further integration requirement.
Copyright ® DIGIEVER Corporation All Rights Reserved

## Modbus DI DO
DIGIEVER Modbus DI DO Compatibility List
The list is applied for DIGIEVER NVR firmware 78-2 version or later
Supported in the NVR latest version |  | Update: Oct. 2024
Copyright ® DIGIEVER Corporation All Rights Reserved
Brand | Model Number
Advantech
Advantech | ADAM-6024
D'FU Innovation
D'FU Innovation | DF-1601
D'FU Innovation | DF-1602
D'FU Innovation | DF-1608
D'FU Innovation | DF-1616
*Note: The integration development is based on the project and customer needs.
Please contact DIGIEVER sales (info@digiever.com) for the further integration requirement.
Copyright ® DIGIEVER Corporation All Rights Reserved